## T-Lines
ANNUAL MAINTENACE SCHEDULE OF TRANSMISSION LINES FOR THE MONTH OF 10-2025 UNDER SS&TL DIVISION IESCO ISLAMABAD
S. # | DISCO | Circle | Division | Sub Division | Name of Grid Station / Name of Equipment | Name of Feeder | Feeder Code | Sub Division Operation | Date | Time |  | Purpose of Shut Down | Affected Area | Remarks
[10 empty] | From | To
1 | 2 | 3 | 4 | 5 | 6 | 7 | 8 | 9 | 10 | 11 | 12 | 13 | 14 | 15
1 | IESCO | GSO Circle | SS&TL ISD | AE(T) NO.II | 132 KV Z/POINT(ISD-3) - RAWAL (RWL-3) |  |  |  | 15-10-2025 | 9:00 | 16:00 | Annual Maintenance | No area will be affect during this shutdown as Rawal will be fed from 220KV University side through E9Q1 & Zero point will be fed from I-8 side through ISD-5 ISM-1circuit.
2 | IESCO | GSO Circle | SS&TL ISD | AE(T) Rawalakot | 33KV Rawalakot (RWK-71)-Mong ( ISO 101) T/Line | All 11KV feeders of 33KV Mong GSS will be afffect |  |  | 15-10-2025 | 09:00 | 16:00 |  | 33KV Mong GSS will be afffected
[6 empty] | MONG CITY | 94501 | Rawalakot |  |  |  |  | MONG CITY
[6 empty] | MONG PATTAN SHER KHAN | 94502 | Rawalakot |  |  |  |  | MONG PATTAN SHER KHAN
[6 empty] | MONG KANCHAN | 94503 | Rawalakot |  |  |  |  | MONG KANCHAN
3 | IESCO | GSO Circle | SS&TL ISD | AE(T) NO.I | 132KV Sangjani ( E11Q1)-Pirwadhai (PWD-1) T/Line |  |  |  | 15-10-2025 | 9:00 | 16:00 |  | No area will be affect during this shutdown as 132KV GSS PirWadhai will be fed from 132KV GSS NUST side through (PWD-2-NST-1) circuti.
4 | IESCO | GSO Circle | SS&TL ISD | AE(T) Rawalakot | 132KV Trarkhel (TRR-4) - Hajeera (HJI-1) Circuit. | following 11kv feedeers will be affect during this shutdown |  |  | 16-10-2025 | 09:00 | 16:00 | Annual Maintenance | Follwing area will be afffect during this shutdwon
[6 empty] | City-II | 48609 | Hajeera |  |  |  |  | City-II
[6 empty] | Abbaspur | 48602 | Abaspur |  |  |  |  | Abbaspur
[6 empty] | kahuta | 48607 | F.Kahuta |  |  |  |  | kahuta
[6 empty] | Pothi Chaprian | 48608 | Hajeera |  |  |  |  | Pothi Chaprian
[6 empty] | Mandhol-1 | 48606 | Hajeera |  |  |  |  | Mandhol-1
[6 empty] | Bhango | 48604 | Hajeera |  |  |  |  | Bhango
[6 empty] | Hajeera | 48601 | Hajeera |  |  |  |  | Hajeera
[6 empty] | sarrari | 48605 | Hajeera |  |  |  |  | sarrari
[6 empty] | Mandhol-2 | 48603 | Hajeera |  |  |  |  | Mandhol-2
5 | IESCO | GSO Circle | SS&TL ISD | AE(T) NO.II | 132KV Rawal (RWL-4) - Zero Point (ISD-4) T/Line |  |  |  | 16-10-2025 | 9:00 | 16:00 | Annual Maintenance | No area will be affect during this shutdown as 132KV GSS Rawal Will be fed from Universty side E9Q1 & Zero Point will be fed from 132KV GSS I-8 through ISD-5.
6 | IESCO | GSO Circle | SS&TL ISD | AE(T) NO.I | 132KV Pirwadhai (PWD-2)-NUST(NST-1) T/Line |  |  |  | 16-10-2025 | 9:00 | 16:00 |  | No area will be affect during this shutdown as 132KV GSS PirWadhai will be fed from 132KV GSS NUST side through (PWD-2-NST-1) circuti.
7 | IESCO | GSO Circle | SS&TL ISD | AE(T) NO.II | 132KV Barakaho (BKU-1) - Nilore (AEC-3) T/Line |  |  |  | 18-10-2025 | 9:00 | 16:00 | Annual Maintenance | No area will be affect as 132KV GSS Barakaho will be fed from University side through E2Q1-BKU-2 circuit.
8 | IESCO | GSO Circle | SS&TL ISD | AE(T) Rawalakot | 132KV Kotli (KLI-2) - Trarkhal (TRR-4) T/Line |  |  |  | 18-10-2025 | 9:00 | 16:00 |  | No area will be affect during this shutdown as 132KV GSS Kotli will be fed from Gulpur Side & Trarkhal will be fed from Plandir Side through ( TRR-6-PLD-4) Circuit
9 | IESCO | GSO Circle | SS&TL ISD | AE(T) NO.II | 132KV Zero Point (ISD-5) - I-8 (ISM-1) T/Line |  |  |  | 19-10-2025 | 9:00 | 16:00 | Annual Maintenance | No area will be affect during this shutdown as 132KV GSS Zero Point Will be fed from Rawal side through ISD-4-RWL-4 and I-8 will be fed from Satellite Town though ISM-2-SAT-2 circuit.
10 | IESCO | GSO Circle | SS&TL ISD | AE(T) NO.I | 132KV SANG JANI (E14Q1)-D-12(ISL-2) |  |  |  | 19-10-2025 | 09:00 | 16:00 | Annual Maintenance | No area will affect as 132KV GSS D-12 will be fed from 132KV GSS G-9 side through ISL-1-IDG-1 circuit.
11 | IESCO | GSO Circle | SS&TL ISD | AE(T) No.II | 132KV University (E3Q1)-Taramri( TRC-1) T/Line |  |  |  | 20-10-2025 | 09:00 | 16:00 |  | No area will be affect as 132KV GSS Taramri will be fed from Behria Enclave side through TRC-2-BEN-2 Circuit.
12 | IESCO | GSO Circle | SS&TL ISD | AE(T) Rawalakot | 132KV Kotli (T-Off)-Khui Rata (ISO-101) T/Line | Following 11kv feeders will be affect during this shutdown |  |  | 20-10-2025 | 09:00 | 16:00 | Annual Maintenance | Following 11kv feeders will be affect during this shutdown
[6 empty] | Bharat Gala | 92806 | Khui Ratta |  |  |  |  | Bulk Supply
[6 empty] | Darbar M Toti | 92807 | Khui Ratta |  |  |  |  | Bulk Supply
[6 empty] | Khui Ratta | 92801 | Khui Ratta |  |  |  |  | Bulk Supply
[6 empty] | Khui Ratta Express | 92808 | Khui Rata |  |  |  |  | Bulk Supply
[6 empty] | Charhoi Dongi | 92803 | Dongi |  |  |  |  | Bulk Supply
[6 empty] | Dana Behal | 92802 | Khui Rata |  |  |  |  | Bulk Supply
[6 empty] | Saree | 92804 | Khui Rata |  |  |  |  | Bulk Supply
[6 empty] | Charhoi Exprss | 92805 | Charhoi |  |  |  |  | Bulk Supply
13 | IESCO | GSO Circle | SS&TL ISD | AE(T) Rawalakot | 132KV Kotli (T-Off)-Khui Rata (ISO-101) T/Line | 33KV Fateh Pur Will be affect during this shutdown |  |  | 21-10-2025 | 09:00 | 16:00 Hrs | Annual Maintenance | Following 11kv feeders will be affect during this shutdown
[6 empty] | 11 Kv O/G City | 103301 | Fatehpur |  |  |  |  | Bulk Supply
[6 empty] | Datot | 103306 | Fatehpur |  |  |  |  | Bulk Supply
[6 empty] | Jandrot | 103305 | Fatehpur |  |  |  |  | Bulk Supply
[6 empty] | Mohra | 103302 | Fatehpur |  |  |  |  | Bulk Supply
[6 empty] | Karala | 103304 | Fatehpur |  |  |  |  | Bulk Supply
14 | IESCO | GSO Circle | SS&TL ISD | AE(T) NO.II | 132KV Rawal (RWL-1)-University ( E9Q1) T/Line |  |  |  | 21-10-2025 | 9:00 | 16:00 |  | No. area will be affected. As 132KV GSS Rawal will be fed from 2nd source of University through (RWL-2-E5Q1) circuit.
15 | IESCO | GSO Circle | SS&TL ISD | AE(T) NO.I | 132KV RCCI ( RAW-2) -Kahuta KRL (KHT-2) T/Line |  |  |  | 22-10-2025 | 09:00 | 16:00 |  | No area will be affect as 132KV GSS RCCI will be fed from New rawat Side through E12Q1-RAW-1circuit.
16 | IESCO | GSO Circle | SS&TL ISD | AE(T) Rawalakot | 33KV Rawalakot (RWK-71) - Mong ( ISO 101) T/Line | All 11KV feeders of 33KV Mong GSS will be afffect during this shut down. |  |  | 22-10-2025 | 09:00 | 16:00 | Annual Maintenance | Follwing area will be afffect during this shutdwon
[6 empty] | MONG CITY | 94501 | Rawalakot |  |  |  |  | MONG CITY
[6 empty] | MONG PATTAN SHER KHAN | 94502 | Rawalakot |  |  |  |  | MONG PATTAN SHER KHAN
[6 empty] | MONG KANCHAN | 94503 | Rawalakot |  |  |  |  | MONG KANCHAN
17 | IESCO | GSO Circle | SS&TL ISD | AE(T) NO.II | 132KV Chatter Kalas (CTK-II) - MINHASA (ISO-101) | Following 11KV Feeders will be affect at 132KV GSS Minhasa |  |  | 22-12-2025 | 09:00 | 16:00 | Annual Maintenance
[6 empty] | Dheer Kot | 79401 | Dheer kot |  |  |  |  | Dheer Kot
[6 empty] | chaman kot | 79402 | Dheer kot |  |  |  |  | chaman kot
[6 empty] | Dana Express | 79409 | Dhana |  |  |  |  | Dana Express
[6 empty] | DAHLA | 79411 | Jheka gali |  |  |  |  | DAHLA
[6 empty] | Gujarkohal | 79412 | Dheerkot |  |  |  |  | Gujarkohal
[6 empty] | Minhasa Sohawa | 79406 | Dheer kot |  |  |  |  | Minhasa Sohawa
[6 empty] | Numble | 79405 | Jheka gali |  |  |  |  | Numble
[6 empty] | Birote | 79408 | Jheka gali |  |  |  |  | Birote
[6 empty] | Rangla | 79407 | Dheer kot |  |  |  |  | Rangla
[6 empty] | Ghazia Abad | 79410 | Dheer kot |  |  |  |  | Ghazia Abad
18 | IESCO | GSO Circle | SS&TL ISD | AE(T) Rawalakot | 132KV Bagh (BAG-1) - Rawalakot (RWK-4) T/Line |  |  |  | 23-10-2025 | 09:00 | 16:00 | Annual Maintenance | No Area will be effect during this shutdown as 132KV GSS Bagh will be fed from 132KV GSS Hatiyan Bala side through HTN-2-Bagh-2 circuit
19 | IESCO | GSO Circle | SS&TL ISD | AE(T) NO.I | 132KV D-12 (ISL-1) - G-9 (IDG-1) |  |  |  | 23-12-2025 | 09:00 | 16:00 | Annual Maintenance | No area will be affect as 132KV GSS D-12 will be fed from Sangjani side through E14Q1-ISL-2 & G-9 will be fed from E-8 side through IDG-2-ISE-1 circuit.
20 | IESCO | GSO Circle | SS&TL ISD | AE(T) No.II | 132KV Gulberg (GUB-2) Nilore ( AEC-5) T/Line |  |  |  | 24-10-2025 | 09:00 | 16:00 | Annual Maintenance | No Area will be effect during this shutdown as 132KV GSS Gulberg will fed from 132KV GSS NPF Side through GUB-1-NPF-1 circuit.
21 | IESCO | GSO Circle | SS&TL ISD | AE(T) Rawalakot | 132KV Bagh (BAG-2)-Hatiyan Bala ( HTN-2) T/Line |  |  |  | 25-10-2025 | 09:00 | 16:00 | Annual Maintenance | No Area will be effect during this shutdown as 132KV GSS Bagh will be fed from 132KV GSS Rawalakot side through (RWK-4-BAG-1) T/Line
22 | IESCO | GSO Circle | SS&TL ISD | AE(T) No.I | 132KV I-10(ISI-2)-ZERO POINT(ISD-2) |  |  |  | 26-10-2025 | 09:00 | 16:00 | Annual Maintenance | No area will be affect as 132KV GSS I-10 will be fed from 132KV GSS H-11 side through ISD-1-ISH-2 circuit
23 | IESCO | GSO Circle | SS&TL ISD | AE(T) No.II | 132KV Kallar Sydean (KRS-2) - Old Rawat( RWT-4) T/Line |  |  |  | 26-10-2025 | 09:00 | 16:00 | Annual Maintenance | No area will be affect as 132KV GSS Kallar will be fed from Power House Mangal side through KRS-1 circuit.
24 | IESCO | GSO Circle | SS&TL ISD | AE(T) Rawalakot | 132KV Kotli (KLI-2)-Trarkhal ( TRR-4) T/Line |  |  |  | 26-10-2025 | 9:00 | 16:00 |  | No area will be affect during this shutdown as 132KV GSS Kotli will be fed from Gulpur Side & Trarkhal will be fed from Plandir Side through ( TRR-6-PLD-4) Circuit
ANNUAL MAINTENACE SCHEDULE OF TRANSMISSION LINES FOR THE MONTH OF 10-2025 UNDER SS&TL DIVISION IESCO RAWALPINDI
1 | IESCO | GSO Circle IESCO Islamabad | SS&TL Division IESCO Rawalpindi | A.E (T) Rawalpindi | 132 KV T/Line DHA/4 - Adyala Ckt (DHR-2 - ADL-1) |  |  |  | 15-10-2025 | 09:00 hrs | 16:00 hrs | Annual maintenance of Transmission Line & protection testing of C/Bs | No area will be affected
2 |  |  |  | A.E (T) Sub Division IESCO New Wah | 132 KV T/Line Burhan Wah CKT-1 (E2Q1-Wah-1) |  |  |  | 15-10-2025 | 09:00 hrs | 16:00 hrs |  | No area will be affected
3 |  |  |  | A.E (T) Margalla | 132 KV T/Line Sangjani (E6Q1) - Burhan Ckt-3 (Disconnecting Tower No.35) |  |  |  | 15-10-2025 | 09:00 hrs | 16:00 hrs |  | No area will be affected
4 |  |  |  | A.E (T) New Wah | 132 KV T/Line Gondal - Attock (GND-3-ATK-2) |  |  |  | 16-10-2025 | 09:00 hrs | 16:00 hrs |  | No area will be affected
5 |  |  |  | A.E (T) Sub Division IESCO Rawalpindi | 132 KV T/Line New Rawat - Chakri Ckt (E2Q2 - CKR-1) |  |  |  | 16-10-2025 | 09:00 hrs | 16:00 hrs |  | No area will be affected
6 |  |  |  | A.E (T) Sub Division IESCO New Wah | 132 KV T/Line Wah Taxila (Wah-4-TXL-1) |  |  |  | 18-10-2025 | 09:00 hrs | 16:00 hrs |  | No area will be affected
7 |  |  |  | A.E (T) Margalla | 132 KV T/Line Margalla - FCP-II Ckt (MRG-4 - ISO-101) |  |  |  | 18-10-2025 | 09:00 hrs | 16:00 hrs | Annual maintenance of Transmission Line & protection testing of C/Bs | No area will be affetced
8 |  |  |  | A.E (T) Rawalpindi | 132 KV T/Line Bakramandi - ARL Ckt (BKM-3 - ISO-101) |  |  |  | 18-10-2025 | 09:00 hrs | 16:00 hrs |  | No area will be affected
9 |  |  |  | A.E (T) Rawalpindi | 132 KV T/Line Cantt - Chaklala Ckt (CKL-2 - RPC-2) |  |  |  | 19-10-2025 | 09:00 hrs | 16:00 hrs |  | No area will be affected
10 |  |  |  | A.E (T) New Wah | 132 KV T/Line Faqirabad Sanjwal Toff Kamra (FQB-3 -KMR-1-ISO-101) |  |  |  | 19-10-2025 | 09:00 hrs | 16:00 hrs |  | During this Shut Down 132 KV GSS PAC Kamra (Consumer Grid) will be effected.
11 |  |  |  | A.E (T) New Wah | 132 KV T/Line Burhan Wah CKT-2 (E4Q1-Wah-2) |  |  |  | 20-10-2025 | 09:00 hrs | 16:00 hrs | Annual maintenance of Transmission Line & protection testing of C/Bs | No area will be affected
12 |  |  |  | A.E (T) Rawalpindi | 132 KV T/Line DHA/4 - Adyala Ckt (DHR-2 - ADL-1) |  |  |  | 21-10-2025 | 09:00 hrs | 16:00 hrs |  | No area will be affected
13 |  |  |  | A.E (T) New Wah | 132 KV T/Line Burhan Margalla (E12Q1-MRG-2) |  |  |  | 21-10-2025 | 09:00 hrs | 16:00 hrs |  | No area will be affected
14 |  |  |  | A.E (T) Rawalpindi | 132 KV T/Line New Rawat - AL- Ghurair Giga Mall Ckt (E17Q1 - GRG-1) |  |  |  | 22-10-2025 | 09:00 hrs | 16:00 hrs |  | No area will be affected
15 |  |  |  | A.E (T) Sub Division IESCO New Wah | 132 KV T/Line Burhan New Kamra (E7Q1-PKR-1) |  |  |  | 22-10-2025 | 09:00 hrs | 16:00 hrs |  | No area will be affected
16 |  |  |  | A.E (T) New Wah | 132 KV T/Line Wah - ACL (Wah-14 ISO-101) |  |  |  | 25-10-2025 | 09:00 hrs | 16:00 hrs |  | 132 KV GSS ACL (Consumer Grid) will be effected.
17 | IESCO | GSO Circle IESCO Islamabad | SS&TL Division IESCO Rawalpindi | A.E (T) Margalla | 132 KV T/Line Margalla - NDC-1 (MRG-3 - ISO-101) |  |  |  | 25-10-2025 | 09:00 hrs | 16:00 hrs | Annual maintenance of Transmission Line & protection testing of C/Bs | 132 KV GSS NDC-1 (Consumer Grid) will be affected
18 |  |  |  | A.E (T) Margalla/ Rawalpindi | 132 KV T/Line BBIA - Fateh Jang (BBIA-1 - FTJ-5) |  |  |  | 26-10-2025 | 09:00 hrs | 16;00 hrs |  | No area will be affetced
19 |  |  |  | A.E (T) Rawalpindi | 132 KV T/Line Cantt - AGL Ckt (RPC-1 - E2Q1) |  |  |  | 28-10-2025 | 09:00 hrs | 16:00 hrs |  | No area will be affected
20 |  |  |  | A.E (T) Margalla | 132 KV T/Line Fateh Jang - Basal (FTJ-4 - BSL-1) |  |  |  | 28-10-2025 | 09:00 hrs | 16;00 hrs |  | No area will be affetced
21 |  |  |  | A.E (T) Rawalpindi | 132 KV T/Line New Rawat - DHA/4 Ckt (E1Q2 - DHR-1) |  |  |  | 30-10-2025 | 09:00 hrs | 16:00 hrs |  | No area will be affected
ANNUAL MAINTENACE SCHEDULE OF TRANSMISSION LINES FOR THE MONTH OF 10-2025 UNDER SS&TL DIVISION IESCO RAJJAR
1 | IESCO | GSO ISLAMABAD | SS&TL RAJJAR | Mangla | 132kv D/C Mangla (-E2Q1-E1Q3) Dadyal (DDL-1) CKT-1 | _ |  |  | 15.10.2025 | 9:00 | 16:00 |  | No area will be effected GSS Dadyal will be fed from Mangla Dadyal CKT-2.
2 |  |  |  | Chakwal | 132KV Chakwal (CWL-7) - Bhagwal (NLA-1)-Talagang (TLG-1) | Following 11 KV O/G Feeders of 132 KV GSS Bhagwal will be affected. |  |  | 16-10-2025 | 9:00 | 16:00 | Annual Maintenance | 132KV GSS Bhagwal will be affected.
[6 empty] | NEELA | 64301 | [5 empty] | NEELA
[6 empty] | HASSAL | 64302 | [5 empty] | HASSAL
[6 empty] | BALKASSAR | 64303 | [5 empty] | BALKASSAR
[6 empty] | KOT CHAUDHRIAN | 64304 | [5 empty] | KOT CHAUDHRIAN
[6 empty] | PIPLI | 64305 | [5 empty] | PIPLI
[6 empty] | DULLAHA | 64306 | [5 empty] | DULLAHA
[6 empty] | KARSAL | 64307 | [5 empty] | KARSAL
3 | IESCO | GSO ISLAMABAD | SS&TL RAJJAR | Mangla | 132 KV Mirpur (MPR-2)- C/Sawari ( CKS-2) T Off Islamgarh | The following 11 KV O/G Feeder of GSS Islam Garh will be affected. |  |  | 16.10.2025 | 9:00 | 15:00 | Annual Maintenance | GSS Islamgarh will be affected
[6 empty] | ISLAM GARH | 106201 | [5 empty] | Bulk Supply of AJK
[6 empty] | POONA | 106202 | [5 empty] | Bulk Supply of AJK
[6 empty] | KAKRHA | 106203 | [5 empty] | Bulk Supply of AJK
[6 empty] | POONA-2 | 106204 | [5 empty] | Bulk Supply of AJK
[6 empty] | KALYAL BANSI AJK | 106205 | [5 empty] | Bulk Supply of AJK
4 | IESCO | GSO ISLAMABAD | SS&TL RAJJAR | Chakwal | 132KV Kalar Kahar (KKR-2) - N.P. Sethi (NPS-1) | The following 11 KV O/G Feeder will be affected. |  |  | 18.10.2025 | 900 | 1600 | Annual Maintenance | 132KV GSS N.P. Sethi will be affected.
[6 empty] | Kalar Khar | 059701 | [5 empty] | KALAR KAHAR, RANSIAL, CHUMBI, KHANDOWA, CHAK KHOSHI,KHOHAR BALA,
[6 empty] | Miani | 059704 | [5 empty] | MIANI,WASNAL,JHAMRA,PAHAR KHAN,GHAI GUFFRAN WALA,MAKHIAL,BUCHAL KHURD
[6 empty] | Khairpur | 059706 | [5 empty] | MIANI,WASNAL,JHAMRA,PAHAR KHAN,GHAI GUFFRAN WALA,MAKHIAL,BUCHAL KHURD
[6 empty] | Padrar | 059703 | [5 empty] | under FESCO
[6 empty] | Istaqlal camp | 059705 | [5 empty] | ARMY ISTAQLAL CAMP AREA.
[6 empty] | PAF Kalar Khar | 059707 | [5 empty] | INDEPENDENT ARMY FEEDER.
[6 empty] | Munara | 059702 | [5 empty] | MUNARA, BUCHAL KALAN,SAR KALAN,MALAN KHURAD, DHURNAKA, NOORPUR,NEELA
5 | IESCO | GSO Circle IESCO Islamabad | SS&TL Rajjar | Jhelum | 132 KV Dadyal (DDL-3) - Chaksawari (CKS-3) | _ |  |  | 20-10-2025 | 9:00 | 16:00 | Annual Maintenance | No area will be affected 132KV GSS Chaksawari will be fed from Mirpur (MPR-2 , CKS-2) side.
6 |  |  |  | Chakwal | 132kv Chakwal (Cwl-8) - C.S. Shah (CSS-2) CKT-1 | _ |  |  | 21-10-2025 | 9:00 | 15:00 |  | No area will be affected as the load of CWl-8 will be shifted on CWL-9.
7 |  |  |  | Chakwal | 132KV Head Faqurian (HFQ-3) - Dandot (DDT-3) | _ |  |  | 22-10-2025 | 9:00 | 15:00 |  | No area will be affected132KV GSS Dandot will be fed from C.S.Shah side.
8 |  |  |  | Chakwal | 132KV Jatli (JTL-2) - Padshahan (PDN-2) | _ |  |  | 23-10-2025 | 9:00 | 16:00 |  | No area will be affected 132KV GSS Jatli will be fed from Gujjar Khan side (GKN-3) & Padshahan GSS will be fed from Chakwal side (Cwl-12).
9 |  |  |  | Mangla | 132KV D/C Mangla (-E1Q1-E1Q3) Dadyal(DDL-2) CKT-2 | _ |  |  | 27-10-2025 | 8:30 | 15:30 |  | No area will be affected 132KV GSS Dadyal will be fed from Mangla side CKT-1.
10 |  |  |  | Chakwal | 132KV Chakwal (CWL-12) - Padshahan (PDN-1) | _ |  |  | 28-10-2025 | 9:00 | 16:00 |  | No area will be affected 132KV GSS Padshahan will be fed from Jatli side.
11 |  |  |  | Mangla | 132kv D/C Dadyal (DDL-4) - Gulpur (E4Q1). | _ |  |  | 29-10-2025 | 8:30 | 16:00 |  | No area will be affected Gulpur will be fed from Kotli side.
ANNUAL MAINTENACE SCHEDULE OF TRANSMISSION LINES FOR THE MONTH OF 11-2025 UNDER SS&TL DIVISION IESCO Islamabad
1 | IESCO | GSO Circle | SS&TL ISD | AE(T) No.II | 132KV Mangla(-E2Q1,-E2Q1)- Old Rawat (RWT-5) T/Line |  |  |  | 3-11-2025 | 09:00 | 15:00 Hrs | Annual Maintenance | No Area will be effect as 132KV GSS old rawat will be fed from 132KV GSS Kallar Side through RWT-4-KRS-2 circuit.
2 | IESCO | GSO Circle | SS&TL ISD | AE(T) NO.I | 132KV Kahua City (KHC-3)-chaint( CNT-1) T/Line | Following 11KV Feeders willl be affect during this shutdwon at 132 KV GSS Chaint |  |  | 4-11-2025 | 9:00 | 15:00 Hrs |  | 132KV GSS Chaint will be affected.
[6 empty] | Lehtrar | 103701 | Kahuta |  |  |  |  | Lehtrar
[6 empty] | Balawara | 103703 | Patriata |  |  |  |  | Balawara
[6 empty] | KROR | 103704 | Nilore |  |  |  |  | KROR
[6 empty] | Kotli Sattiyan | 103702 | Patriata |  |  |  |  | Kotli Sattiyan
3 | IESCO | GSO Circle | SS&TL ISD | AE(T) No.II | 132KV Mangla(-E1Q2,-E1Q3)- Kallar (KRS-1) T/Line |  |  |  | 5-11-2025 | 09:00 | 15:00 Hrs |  | No Area will be effect during as 132KV GSS Kallar will be fed from 132KV GSS Old Rawat Side through RWT-4-KRS-2 circuit.
4 | IESCO | GSO Circle | SS&TL ISD | AE(T) Rawalakot | 132KV Kahuta City(KHC-2)-Plandri(PLD-3) T/Line |  |  |  | 6-11-2025 | 09:00 | 15:00 Hrs |  | No Area will be effect during this shutdown as 132KV GSS Plandri will be fed from 132KV GSS Trarkhal side through PLD-4-TRR-6)circuit.
5 | IESCO | GSO Circle | SS&TL ISD | AE(T) No.II | 132KV NILORE (AEC-4)-Bahria Enclave(BEN-I) |  |  |  | 7-11-2025 | 09:00 | 15:00 Hrs |  | No Area will be effect as 132KV GSS Bahria Enclave will be fed from Taramri Side through TRC-2-BEN-2 circuit.& Nilore will be fed from Gulberg side through AEC-5-GUB-2 circuit.
6 | IESCO | GSO Circle | SS&TL ISD | AE(T) Rawalakot | 33KV Rawalakot (RWK-71) Mong (ISI-71-1) T/Line. | All 11KV feeders of 33KV GSS Mong will be afffect during this shut down. |  |  | 8-11-2025 | 09:00 | 15:00 Hrs |  | 33KV GSS Mong will be affected.
[6 empty] | MONG CITY | 94501 | Rawalakot |  |  |  |  | Bulk Supply
[6 empty] | MONG PATTAN SHER KHAN | 94502 | Rawalakot |  |  |  |  | Bulk Supply
[6 empty] | MONG KANCHAN | 94503 | Rawalakot |  |  |  |  | Bulk Supply
7 | IESCO | GSO Circle | SS&TL ISD | AE(T) NO.I | 132KV Nust( NST-2)-H-11 (ISH-1) T/Line |  |  |  | 9-11-2025 | 9:00 | 15:00 Hrs |  | No area will be affect during this shutdown as 132KV GSS H-11 will be fed from 132KV GSS I-10 side through (ISH-2-ISI-1) circuti.
8 | IESCO | GSO Circle | SS&TL ISD | AE(T) No.II | 132KV Taramri (TRC-II)-Bahria Enclave(BEN-II) |  |  |  | 9-11-2025 | 09:00 | 15:00 Hrs |  | No Area will be effect as 132KV GSS Bahria Enclave will be fed from Nilore Side through AEC-4-BEN-1 Circuit. & Taramri will be fed from 220KV University side through E3Q1-TRC-1 circuit.
9 | IESCO | GSO Circle | SS&TL ISD | AE(T) Rawalakot | 132KV Tararkhel (TRR-5) Rawlakot (RWK-3) T/Line |  |  |  | 10-11-2025 | 09:00 | 15:00 Hrs | Annual Maintenance | No. area will be affected. As 132KV GSS Rawlakot will be fed from Bagh side throgh RWK-4 Bag-1 Circuit
10 | IESCO | GSO Circle | SS&TL ISD | AE(T) No.II | 132KV New Rawat (E14Q1)-DHA |  |  |  | 11-11-2025 | 09:00 | 15:00 Hrs | Annual Maintenance | No Area will be effect during as 132KV GSS DHA will be fed from NPF Side through New Rawt /NPF -2-ISO-1 / E14Q1 circuit breaker.
11 | IESCO | GSO Circle | SS&TL ISD | AE(T) Rawalakot | 132KV Bagh(BAG-1)- Rawalakot (RWK-4) T/Line |  |  |  | 11-11-2025 | 09:00 | 15:00 Hrs | Annual Maintenance | No Area will be effect during this shutdown as 132KV GSS Bagh will be fed from 132KV GSS Rawalakot side through (RWK-4-ISO-101 ) T/Line
12 | IESCO | GSO Circle | SS&TL ISD | AE(T) Rawalakot | 132KVPlandri (PLD-4)-TrarKhel (TRR-6) T/Line |  |  |  | 12-11-2025 | 09:00 | 15:00 Hrs | Annual Maintenance | No Area will be effect during this shutdown as 132KV GSS Plandri will be fed from 132KV GSS Kahuta City side through PLD-3-KHC-2)circuit. & Trarkhal will be fed form Kotli side through (TRR-1-KLI-2) circuit.
13 | IESCO | GSO Circle | SS&TL ISD | AE(T) No.II | 132KV Satellite Town (SAT-2)-I-8 (ISM-2) |  |  |  | 13-11-2025 | 09:00 | 15:00 Hrs | Annual Maintenance | No Area will be effect during as 132KV GSS I-8 will be fed from Zero Point side through ISM-1-ISD-5 circuit.
14 | IESCO | GSO Circle | SS&TL ISD | AET No.1 | 132KV Niore (AEC-1-)-KRL ( KHT-1) T/Line |  |  |  | 13-11-2025 | 9:00 | 15:00 Hrs | Annual Maintenance | No area will be affect as 132KV GSS Kahuta KRL Will be fed from RCCI side through RAW-2-KHT-2 circuit.& Nilore will be fed from Gangal side through GNG-2 AEC-2circuit.
15 | IESCO | GSO Circle | SS&TL ISD | AE(T) Rawalakot | 132KV Trarkhel(TRR-4)-Hajeera (HJI-1) Circuit. | following 11kv feedeers will be affect during this shutdown |  |  | 15-11-2025 | 09:00 | 15:00 Hrs | Annual Maintenance | 132KV GSS Hajeera will be affected
[6 empty] | City-II | 48609 | Hajeera |  |  |  |  | City-II
[6 empty] | Abbaspur | 48602 | Abaspur |  |  |  |  | Abbaspur
[6 empty] | kahuta | 48607 | F.Kahuta |  |  |  |  | kahuta
[6 empty] | Pothi Chaprian | 48608 | Hajeera |  |  |  |  | Pothi Chaprian
[6 empty] | Mandhol-1 | 48606 | Hajeera |  |  |  |  | Mandhol-1
[6 empty] | Bhango | 48604 | Hajeera |  |  |  |  | Bhango
[6 empty] | Hajeera | 48601 | Hajeera |  |  |  |  | Hajeera
[6 empty] | sarrari | 48605 | Hajeera |  |  |  |  | sarrari
[6 empty] | Mandhol-2 | 48603 | Hajeera |  |  |  |  | Mandhol-2
16 | IESCO | GSO Circle | SS&TL ISD | AE(T) No.II | 132KV New Rawat (E14Q1)-NPF (NPF-2) |  |  |  | 15-11-2025 | 09:00 | 15:00 Hrs | Annual Maintenance | No Area will be effect during as 132KV GSS NPF will be fed from Gulberg side through NPF-1-GUB-1 circuit
17 | IESCO | GSO Circle | SS&TL ISD | AE(T) Rawalakot | 132KV Bagh (BAG)-Hatiyan Bala ( HTL-2) T/Line |  |  |  | 16-11-2025 | 09:00 | 15:00 Hrs | Annual Maintenance | No Area will be effect during this shutdown as 132KV GSS Bagh will be fed from 132KV GSS Rawalakot side through (RWK-4-BAG-1 ) T/Line
18 | IESCO | GSO Circle | SS&TL ISD | AE(T) No.II | 132KV Gangal (GNG-1)-DHA Valley (DHV-2) |  |  |  | 17-11-2025 | 09:00 | 15:00 Hrs | Annual Maintenance | No Area will be effect during as 132KV GSS Gangal will be fed from Nilore side through GNG-2 AEC-2 circuit.
19 | IESCO | GSO Circle | SS&TL ISD | AET No.1 | 132KV Sangjani (E10Q1-G-13( IBG-1) T/Line |  |  |  | 18-11-2025 | 9:00 | 15:00 Hrs | Annual Maintenance | No area will be affect as 132KV GSS G-13 will be fed from Zero Point side through ISD-1-IBG-2 circuit
20 | IESCO | GSO Circle | SS&TL ISD | AE(T) Rawalakot | 132KV Kotli (KLI-2)-Trarkhal ( TRR-4) T/Line |  |  |  | 19-11-2025 | 9:00 | 15:00 Hrs | Annual Maintenance | No area will be affect during this shutdown as 132KV GSS Kotli will be fed from Gulpur Side & Trarkhal will be fed from Plandir Side through ( TRR-6-PLD-4) Circuit
21 | IESCO | GSO Circle | SS&TL ISD | AE(T) Rawalakot | 132KV Kotli (T-Off)-Khui Rata (ISO-101) T/Line | Following 11kv feeders will be affect during this shutdown |  |  | 20-11-2025 | 09:00 | 15:00 Hrs | Annual Maintenance | Following 11kv feeders will be affect during this shutdown
[6 empty] | Bharat Gala | 92806 | Khui Ratta |  |  |  |  | Bulk Supply
[6 empty] | Darbar M Toti | 92807 | Khui Ratta |  |  |  |  | Bulk Supply
[6 empty] | Khui Ratta | 92801 | Khui Ratta |  |  |  |  | Bulk Supply
[6 empty] | Khui Ratta Express | 92808 | Khui Rata |  |  |  |  | Bulk Supply
[6 empty] | Charhoi Dongi | 92803 | Dongi |  |  |  |  | Bulk Supply
[6 empty] | Dana Behal | 92802 | Khui Rata |  |  |  |  | Bulk Supply
[6 empty] | Saree | 92804 | Khui Rata |  |  |  |  | Bulk Supply
[6 empty] | Charhoi Exprss | 92805 | Charhoi |  |  |  |  | Bulk Supply
[6 empty] | 33KV Fateh Pur Will be affect during this shutdown | [6 empty] | Following 11kv feeders will be affect during this shutdown
[6 empty] | 11 Kv O/G City | 103301 | Fatehpur |  |  |  |  | Bulk Supply
[6 empty] | Datot | 103306 | Fatehpur |  |  |  |  | Bulk Supply
[6 empty] | Jandrot | 103305 | Fatehpur |  |  |  |  | Bulk Supply
[6 empty] | Mohra | 103302 | Fatehpur |  |  |  |  | Bulk Supply
[6 empty] | Karala | 103304 | Fatehpur |  |  |  |  | Bulk Supply
22 | IESCO | GSO Circle | SS&TL ISD | AE(T) No.II | 132KV Mangla(-E1Q2,-E1Q3)- Old Rawat (RWT-5) T/Line |  |  |  | 21-11-2025 | 09:00 | 15:00 Hrs | Annual Maintenance | No. area will be affected. As 132KV GSS Old Rawat Fed from 500KV GSS New Rawat Side through (E12Q1-RWT-3) Circuit
23 | IESCO | GSO Circle | SS&TL ISD | AE(T) No.II | 132KV Mangla(-E1Q2,-E1Q3)- Old Rawat (RWT-5) T/Line |  |  |  | 21-11-2025 | 09:00 | 15:00 Hrs | Annual Maintenance | No. area will be affected. As 132KV GSS Old Rawat Fed from 500KV GSS New Rawat Side through (E12Q1-RWT-3) Circuit
24 | IESCO | GSO Circle | SS&TL ISD | AE(T) Rawalakot | 33KV Rawalakot (RWK-71) Mong (ISI-71-1) T/Line. | All 11KV feeders of 33KV GSS Mong will be afffect during this shut down. |  |  | 22-11-2025 | 09:00 | 15:00 Hrs | Annual Maintenance | 33KV GSS Mong will be affected.
[6 empty] | MONG CITY | 94501 | Rawalakot |  |  |  |  | Bulk Supply
[6 empty] | MONG PATTAN SHER KHAN | 94502 | Rawalakot |  |  |  |  | Bulk Supply
[6 empty] | MONG KANCHAN | 94503 | Rawalakot |  |  |  |  | Bulk Supply
25 | IESCO | GSO Circle | SS&TL ISD | AE(T) No.II | 132KV Mangla-(-E1Q1& -E1Q2) -Kallar Syedan (KRS-1) T/Line |  |  |  | 23-11-2025 | 09:00 | 15:00 Hrs | Annual Maintenance | No area will be affec as 132KV GSS Kallar will be fed from 132KV GSS Old Rawat through KRS-2-RWT-4 Circuit.
26 | IESCO | GSO Circle | SS&TL ISD | AET No.1 | 132KV G-13( IBG-2)-Zero Point ( ISD-1) T/Line |  |  |  | 23-11-2025 | 9:00 | 15:00 Hrs | Annual Maintenance | No area will be affect as 132KV GSS G-13 will be fed from Sangjani side through E10Q1-IBG-1 circuit.
27 | IESCO | GSO Circle | SS&TL ISD | AE(T) Rawalakot | 33KV Rawalakot (RWK-71) Mong (ISI-71-1) T/Line. | All 11KV feeders of 33KV GSS Mong will be afffect during this shut down. |  |  | 23-11-2025 | 09:00 | 15:00 Hrs | Annual Maintenance | 33KV GSS Mong will be affected.
[6 empty] | MONG CITY | 94501 | Rawalakot |  |  |  |  | Bulk Supply
[6 empty] | MONG PATTAN SHER KHAN | 94502 | Rawalakot |  |  |  |  | Bulk Supply
[6 empty] | MONG KANCHAN | 94503 | Rawalakot |  |  |  |  | Bulk Supply
28 | IESCO | GSO Circle | SS&TL ISD | AE(T) Rawalakot | 132KVPlandri (PLD-4)-TrarKhel (TRR-6) T/Line |  |  |  | 25-11-2025 | 9:00 | 15:00 Hrs |  | No Area will be effect during this shutdown as 132KV GSS Plandri will be fed from 132KV GSS Kahuta City side through PLD-3-KHC-2)circuit. & Trarkhal will be fed form Kotli side through (TRR-1-KLI-2) circuit.
29 | IESCO | GSO Circle | SS&TL ISD | AE(T) Rawalakot | 132KV Tararkhel (TRR-5) Rawlakot (RWK-3) T/Line |  |  |  | 26-11-2025 | 09:00 | 15:00 Hrs |  | No. area will be affected. As 132KV GSS Rawlakot will be fed from Bagh side throgh RWK-4 Bag-1 Circuit
ANNUAL MAINTENACE SCHEDULE OF TRANSMISSION LINES FOR THE MONTH OF 11-2025 UNDER SS&TL DIVISION IESCO Rawalpindi
1 | IESCO | GSO Circle IESCO Islamabad | SS&TL Division IESCO Rawalpindi | A.E (T) Margalla | 132 KV T/Line Lakkarmar to Taman (LKR-1 - TMN-1) |  |  |  | 02.11.2025 | 09:00 hrs | 16:00 hrs | Annual maintenance, protection testing of transmission lines & Circuit Breakers | No area will be effected
2 |  |  |  | A.E (T) Rawalpindi | 132 KV T/Line Chakri Road - Adyala Ckt (CHR-3 - ADL-2) |  |  |  | 02.11.2025 | 09:00 hrs | 16:00 hrs |  | No area will be effected
3 |  |  |  | A.E (T) Margalla | 132 KV T/Line Jand to Lakkarmar (JND-4 - LKR-2) |  |  |  | 04.11.2025 | 09:00 hrs | 16:00 hrs |  | No area will be effected
4 |  |  |  | A.E (T) Rawalpindi | 132 KV T/Line Tarnol - F/11 Ckt (TRN-1 - ISF-1) |  |  |  | 04.11.2025 | 09:00 hrs | 16:00 hrs |  | No area will be effected
5 |  |  |  | A.E (T) New Wah | 132 KV T/Line Burhan Wah CKT-3 (E6Q1-Wah-16) |  |  |  | 04.11.2025 | 09:00 hrs | 16:00 hrs |  | No area will be affected
6 |  |  |  | A.E (T) Rawalpindi | 132 KV T/Line K.T.M - N/K.T.M Ckt (KTM-5 - NKT-2) |  |  |  | 06.11.2025 | 09:00 hrs | 16:00 hrs |  | No area will be effected
7 |  |  |  | A.E (T) Margalla/ Rawalpindi | 132 KV T/Line S/Jani - F/Jang A/W T-Off CDA Pumping (E17Q1 - FTJ-8 + CDA-2) |  |  |  | 08.11.2025 | 09:00 hrs | 16:00 hrs |  | No area will be effected
8 | IESCO | GSO Circle IESCO Islamabad | SS&TL Division IESCO Rawalpindi | A.E (T) New Wah | 132 KV T/Line AWC - Taxila (AWC-1 - TXL-4) |  |  |  | 2025-08-11 | 09:00 hrs | 16:00 hrs | Annual maintenance, protection testing of transmission lines & Circuit Breakers | No area will be effected
9 |  |  |  | A.E (T) Rawalpindi | 132 KV T/Line Margalla - Sangjani Ckt a/w CDA Pumping Ckt (MRG-1 & CDA-1 - E5Q1) |  |  |  | 11.11.2025 | 09:00 hrs | 16:00 hrs |  | No area will be effected
10 |  |  |  | A.E (T) New Wah | 132 KV T/Line Taxila Sangjani (TXL-3 - E9Q1) |  |  |  | 11.11.2025 | 09:00 hrs | 16:00 hrs |  | No area will be effected
11 |  |  |  | A.E (T) Rawalpindi | 132 KV T/Line Sangjani - K.T.M Ckt (E12Q1 - KTM-2) |  |  |  | 13.11.2025 | 09:00 hrs | 16:00 hrs |  | No area will be effected
12 |  |  |  | A.E (T) Margalla | 132 KV T/Line Lakarmar - Pindigheb Ckt (LKR-3 - PGB-2) |  |  |  | 16.11.2025 | 09:00 hrs | 16:00 hrs |  | No area will be effected
13 |  |  |  | A.E (T) Rawalpindi | 132 KV T/Line Sangjani - F/16 Ckt (E13Q1 - ISA-1) |  |  |  | 16.11.2025 | 09:00 hrs | 16:00 hrs |  | No area will be effected
14 |  |  |  | A.E (T) New Wah | 132 KV T/Line Burhan Faqirabad (E8Q1-FQB-1) |  |  |  | 16.11.2025 | 09:00 hrs | 16:00 hrs |  | No area will be affected
15 | IESCO | GSO Circle IESCO Islamabad | SS&TL Division IESCO Rawalpindi | A.E (T) Margalla/ Rawalpindi | 132 KV T/Line Tarnol to Fateh Jang (TRN-2 - FTJ-10) |  |  |  | 18.11.2025 | 09:00 hrs | 16:00 hrs |  | No area will be effected
16 |  |  |  | A.E (T) New Wah | 132 KV T/Line Burhan Wah CKT-4 (E11Q1-Wah-17) |  |  |  | 18.11.2025 | 09:00 hrs | 16:00 hrs |  | No area will be affected
17 |  |  |  | A.E (T) Rawalpindi | 132 KV T/Line F/16 - I/16 Ckt (ISA-2 - ISB-1) |  |  |  | 20.11.2025 | 09:00 hrs | 16:00 hrs |  | No area will be effected
18 | IESCO | GSO Circle IESCO Islamabad | SS&TL Division IESCO Rawalpindi | A.E (T) New Wah | 132 KV T/Line Gondal Jehangira (GND-1-JNG-1) |  |  |  | 20.11.2025 | 09:00 hrs | 16:00 hrs | Annual maintenance of Transmission Line | No area will be affected
19 |  |  |  | A.E (T) Margalla. | 132 KV T/Line Fateh Jang to Ahmedal (FTJ-7 - KHR-2) |  |  |  | 22.11.2025 | 09:00 hrs | 16:00 hrs |  | No area will be effected
20 |  |  |  | A.E (T) New Wah | 132 KV T/Line Faqirabad Gondal (FQB-2-GND-2) |  |  |  | 23.11.2025 | 09:00 hrs | 16:00 hrs |  | No area will be affected
21 |  |  |  | A.E (T) Rawalpindi | 132 KV T/Line B-17 - New Islamabad International Airport Ckt (SNJ-1 - BIA-3) |  |  |  | 25.11.2025 | 09:00 hrs | 16:00 hrs |  | No area will be effected
22 |  |  |  | A.E (T) New Wah | 132 KV T/Line Sanjwal - Attock (SJW-2-ISO-101) |  |  |  | 26.11.2025 | 09:00 hrs | 16:00 hrs |  | No area will be affected
23 |  |  |  | A.E (T) Rawalpindi | 132 KV T/Line Chakri Road - I/16 Ckt (CHR-2 - ISB-3) |  |  |  | 27.11.2025 | 09:00 hrs | 16:00 hrs |  | No area will be effected
24 |  |  |  | A.E (T) Margalla. | 132 KV T/Line Ahmedal to Pindigheb (KHR-3 - PGB-1) |  |  |  | 29.11.2025 | 09:00 hrs | 16:00 hrs |  | No area will be effected
25 |  |  |  | A.E (T) Rawalpindi | 132 KV T/Line Chakri Road - Chakwal Ckt (CHR-4 - CWL-6) |  |  |  | 30.11.2025 | 09:00 hrs | 16:00 hrs |  | No area will be effected
ANNUAL MAINTENACE SCHEDULE OF TRANSMISSION LINES FOR THE MONTH OF 11-2025 UNDER SS&TL DIVISION IESCO Rajjar
1 | IESCO | GSO Islamabad | SS & TL Rajjar | Chakwal | 132KV Rawat (E7Q1) - Chakwal (CWL-14) | _ |  |  | 04-11-2025 | 9:00 | 16:00 | Annual Maintenance | No area will be affected Load of the circuit will be shifted on Cwl-5 & Cwl-6.
2 |  |  |  | Jhelum | 132 KV S/C L.B Mangla (LBM-2) - Rajjar (RJR-1) | _ |  |  | 06-11-2025 | 9:00 | 16:00 |  | No area will be affected 132KV GSS Rajjar will be fed from Kharian side.
3 |  |  |  | Chakwal | 132 KV Chakwal (CWL-9) - Dil Jabba (DJK-1) | _ |  |  | 06-11-2025 | 9:00 | 16:00 |  | No area will be affected as the load of 132 KV CWL-9 will be shifted on 132 KV CWl-8 & 132 KV GSS Dil Jabba Khanpur will be fed from 132 KV GSS C.S. Shah
4 |  |  |  | Mangla | 132 KV S/C Mangla (E0Q1,E0Q3) -Mirpur (MPR-3) T/Off Chatterpari (ISO-102) | _ |  |  | 10-11-2025 | 9:00 | 16:00 |  | No area will be affected as 132KV GSS Mirpur,Chatterpari & New City Mirpur will be fed from Chaksawari side. In case water level in the Mangla Dam reaches 1237 feet, jumpers will be disconnected & shutdown will not be availed.
5 |  |  |  | Chakwal | 132KV Head Faqurian (HFQ-3) - Dandot (DDT-3) | _ |  |  | 11-11-2025 | 9:00 | 16:00 |  | 132KV GSS Dandot will be fed from C.S.Shah side.
6 |  |  |  | Jhelum | 132 KV S/C L.B Mangla (LBM-2) - Rajjar (RJR-1) | _ |  |  | 13-11-2025 | 9:00 | 16:00 |  | No area will be affected as132KV GSS Rajjar will be fed from Kharian side
7 |  |  |  | Chakwal | 132KV Talagang ( TLG-3) - D.S. Bilawal (DSB-2) | _ |  |  | 13-11-2025 | 9:00 | 16:00 |  | No area will be affected as 132KV GSS D.S. Bilawal will be fed from Tamman side.
8 |  |  |  | Mangla | 132 KV D/C Chaksawari (CKS-1) - Khoi Ratta (OPEN) | _ |  |  | 17-11-2025 | 8:30 | 16:30 |  | No area will be affected as Line is energized on No load.
9 | IESCO | GSO Islamabad | SS&TL Rajjar | Chakwal | 132KV New Chakri Road (CHR-4) - Chakwal (Cwl-6) | _ |  |  | 18-11-2025 | 9:00 | 16:00 | Annual Maintenance | No area will be affected Load of CKT will be shifted on Cwl-5 & Cwl-14..
10 |  |  |  | Mangla | 132 KV D/C Dadyal (DDL-4) - Gulpur (E4Q1) | _ |  |  | 19-11-2025 | 8:30 | 16:00 |  | No area will be affected as Gulpur will be fed from GSS Kotli side.
11 |  |  |  | Chakwal | 132KV Chakwal (CWL-7) - Bhagwal (NLA-1)-Talagang (TLG-1) | Following 11 KV O/G Feeders of 132 KV GSS Bhagwal will be affected. |  |  | 20-11-2025 | 9:00 | 16:00 |  | 132KV GSS , Bhagwal, will be affected. GSS Talagang, Tamman and D.S Bilawal will be fed from Lakarmar side.
[6 empty] | NEELA | 64301 | [5 empty] | NEELA
[6 empty] | HASSAL | 64302 | [5 empty] | HASSAL
[6 empty] | BALKASSAR | 64303 | [5 empty] | BALKASSAR
[6 empty] | KOT CHAUDHRIAN | 64304 | [5 empty] | KOT CHAUDHRIAN
[6 empty] | PIPLI | 64305 | [5 empty] | PIPLI
[6 empty] | DULLAHA | 64306 | [5 empty] | DULLAHA
[6 empty] | KARSAL | 64307 | [5 empty] | KARSAL
12 |  |  |  | JHELUM | 132 KV Jhelum (JLM-3)- Bara Gawah (BRG-1) | Following 11 KV O/G Feeders will be affected. |  |  | 24-11-2025 | 9:00 | 15:00 |  | GSS Bara Gawah will be affected.
[6 empty] | SOHAN | 63001 | [5 empty] | SOHAN
[6 empty] | BHAGWAL | 63002 | [5 empty] | BHAGWAL
[6 empty] | PADIAL | 63003 | [5 empty] | PADIAL
[6 empty] | HASNOTE | 63004 | [5 empty] | HASNOTE
[6 empty] | NEW CHAKYAM | 63005 | [5 empty] | NEW CHAKYAM
[6 empty] | NEW DOMELI | 63006 | [5 empty] | NEW DOMELI
13 |  |  |  | Chakwal | 132KV Chakri (CKR-2) - Chakwal (CWL-5) | _ |  |  | 25-11-2025 | 9:00 | 16:00 |  | No area will be affected Load of the circuit will be shifted on 132KV Cwl-6 & Cwl-14
14 |  |  |  | Jhelum | 132 KV S/C Dina (DNA-1)- R.B Mangla (RBM-2) | _ |  |  | 26-11-2025 | 9:00 | 15:00 |  | No area will be affected 132KV GSS R.B Mangla will be fed from Mangla Power House side.
15 |  |  |  | Jhelum | 132 KV New Rawat (E5Q1)- Singohi (SNG-1) | _ |  |  | 27-11-2025 | 8:30 | 16:00 |  | No area will be affected 132KV GSS Sangohi will be fed from Dina side.
16 |  |  |  | Chakwal | 132KV Gujjar Khan (GKN-3) - Jatli (JTL-1) | _ |  |  | 27-11-2025 | 9:00 | 16:00 |  | No area will be affected 132KV GSS Jatli will be fed from Padshahan side (PDN-2)
ANNUAL MAINTENACE SCHEDULE OF TRANSMISSION LINES FOR THE MONTH OF 12-2025 UNDER SS&TL DIVISION IESCO ISLAMABAD
1 | IESCO | GSO Circle | SS&TL ISD | AE(T) NO.II | 132KV GANGAL (GNG-2) NILORE (AEC-2) |  |  |  | 01-12-2025 | 9:00 | 16:00 | Annual Maintenance | No area will be affect as 132KV GSS Gangal will be fed from DHA Valley side throgh DHV-2-GNG-1 & Nilore will be fed from Gulberg side through GUB-2-AEC-5 circuit.
3 | IESCO | GSO Circle | SS&TL ISD | AE(T) NO.II | 132KV Chatter Kalas (CTK-II)-MINHASA (ISO-101) | Following 11KV Feeders will be affect at 132KV GSS Minhasa |  |  | 05-12-2025 | 09:00 | 16:00
[6 empty] | Dheer Kot | 79401 | Dheer kot |  |  |  |  | Dheer Kot
[6 empty] | chaman kot | 79402 | Dheer kot |  |  |  |  | chaman kot
[6 empty] | Dana Express | 79409 | Dhana |  |  |  |  | Dana Express
[6 empty] | DAHLA | 79411 | Jheka gali |  |  |  |  | DAHLA
[6 empty] | Gujarkohal | 79412 | Dheerkot |  |  |  |  | Gujarkohal
[6 empty] | Minhasa Sohawa | 79406 | Dheer kot |  |  |  |  | Minhasa Sohawa
[6 empty] | Numble | 79405 | Jheka gali |  |  |  |  | Numble
[6 empty] | Birote | 79408 | Jheka gali |  |  |  |  | Birote
[6 empty] | Rangla | 79407 | Dheer kot |  |  |  |  | Rangla
[6 empty] | Ghazia Abad | 79410 | Dheer kot |  |  |  |  | Ghazia Abad
4 | IESCO | GSO Circle | SS&TL ISD | AE(T) Rawalakot | 33KV Rawalakot (RWK-71) Mong (ISI-71-1) T/Line. | All 11KV feeders of 33KV GSS Mong will be afffect during this shut down. |  |  | 6-12-2025 | 09:00 | 16:00 | Annual Maintenance | Follwing area will be afffect during this shutdwon
[6 empty] | MONG CITY | 94501 | Rawalakot |  |  |  |  | Bulk Supply
[6 empty] | MONG PATTAN SHER KHAN | 94502 | Rawalakot |  |  |  |  | Bulk Supply
[6 empty] | MONG KANCHAN | 94503 | Rawalakot |  |  |  |  | Bulk Supply
5 | IESCO | GSO Circle | SS&TL ISD | AE(T) No.I | 132KV G-5(ISG-1)-UNIVERSITY(E11Q1) |  |  |  | 6-12-2025 | 09:00 | 16:00 |  | No area will be affec as 132KV GSS G-5 will be fed from E-8 side through ISG-2-ISE-2 circuit.
6 | IESCO | GSO Circle | SS&TL ISD | AE(T) Rawalakot | 132KV Kahuta City(KHC-2)-Plandri(PLD-3) T/Line |  |  |  | 7-12-2025 | 09:00 | 16:00 |  | No Area will be effect during this shutdown as 132KV GSS Plandri will be fed from 132KV GSS Trarkhal side through PLD-4-TRR-6)circuit.
7 | IESCO | GSO Circle | SS&TL ISD | AE(T) NO.II | 132KV NPF (NPF-1)-GULBERG (GUB-I) |  |  |  | 08-12-2025 | 9:00 | 16:00 |  | No Area will be effect as 132KV GSS NPF will be fed from DHA side through NPF-1-ISO-101 DHA & New Rawat side E14Q1 circuit.
8 | IESCO | GSO Circle | SS&TL ISD | AE(T) Rawalakot | 132KV Kotli (T-Off)-Khui Rata (ISO-101) T/Line | Following 11kv feeders will be affect during this shutdown |  |  | 9-12-2025 | 09:00 | 16:00 | Annual Maintenance | Following 11kv feeders will be affect during this shutdown
[6 empty] | Bharat Gala | 92806 | Khui Ratta |  |  |  |  | Bulk Supply
[6 empty] | Darbar M Toti | 92807 | Khui Ratta |  |  |  |  | Bulk Supply
[6 empty] | Khui Ratta | 92801 | Khui Ratta |  |  |  |  | Bulk Supply
[6 empty] | Khui Ratta Express | 92808 | Khui Rata |  |  |  |  | Bulk Supply
[6 empty] | Charhoi Dongi | 92803 | Dongi |  |  |  |  | Bulk Supply
[6 empty] | Dana Behal | 92802 | Khui Rata |  |  |  |  | Bulk Supply
[6 empty] | Saree | 92804 | Khui Rata |  |  |  |  | Bulk Supply
[6 empty] | Charhoi Exprss | 92805 | Charhoi |  |  |  |  | Bulk Supply
[6 empty] | 33KV Fateh Pur Will be affect during this shutdown | [6 empty] | Following 11kv feeders will be affect during this shutdown
[6 empty] | 11 Kv O/G City | 103301 | Fatehpur |  |  |  |  | Bulk Supply
[6 empty] | Datot | 103306 | Fatehpur |  |  |  |  | Bulk Supply
[6 empty] | Jandrot | 103305 | Fatehpur |  |  |  |  | Bulk Supply
[6 empty] | Mohra | 103302 | Fatehpur |  |  |  |  | Bulk Supply
[6 empty] | Karala | 103304 | Fatehpur |  |  |  |  | Bulk Supply
9 | IESCO | GSO Circle | SS&TL ISD | AE(T) NO.II | 132KV NEW RAWAT (E13Q1)-DHA VALLEY (DHV-I) |  |  |  | 10-12-2025 | 9:00 | 16:00 | Annual Maintenance | No Area will be effect as 132KV GSS DHA Valley wil be fed from Gangal side through DHV-2-GNG-circuit.
10 | IESCO | GSO Circle | SS&TL ISD | AE(T) Rawalakot | 132KV Kotli (KLI-2)-Trarkhal ( TRR-4) T/Line |  |  |  | 10-12-2025 | 9:00 | 16:00 | Annual Maintenance | No area will be affect during this shutdown as 132KV GSS Kotli will be fed from Gulpur Side & Trarkhal will be fed from Plandir Side through ( TRR-6-PLD-4) Circuit
11 | IESCO | GSO Circle | SS&TL ISD | AE(T) NO.I | 132KV Kahua City (KHC-3)-chaint( CNT-1) T/Line | Following 11KV Feeders willl be affect during this shutdwon at 132 KV GSS Chaint |  |  | 11-12-2025 | 9:00 | 16:00 | Annaual Maintenance | Following area will be affect during this shutdwon
[6 empty] | Lehtrar | 103701 | Kahuta |  |  |  |  | Lehtrar
[6 empty] | Balawara | 103703 | Patriata |  |  |  |  | Balawara
[6 empty] | KROR | 103704 | Nilore |  |  |  |  | KROR
[6 empty] | Kotli Sattiyan | 103702 | Patriata |  |  |  |  | Kotli Sattiyan
12 | IESCO | GSO Circle | SS&TL ISD | AE(T) NO.II | 132KV ZERO POINT ( ISD-6)-I-11 (ISN-II) |  |  |  | 12-12-2025 | 9:00 | 16:00 | Annual Maintenance | No Area will be effect as 132KV GSS I-11 will be fed from KTM side through ISN-1-KTM-3 circuit.
13 | IESCO | GSO Circle | SS&TL ISD | AE(T) No.II | 132KV Tararkhel (TRR-5) Rawlakot (RWK-3) T/Line |  |  |  | 13-12-2025 | 09:00 | 16:00 | Annual Maintenance | No. area will be affected. As 132KV GSS Rawlakot will be fed from Bagh side throgh RWK-4 Bag-1 Circuit
14 | IESCO | GSO Circle | SS&TL ISD | AE(T) Rawalakot | 132KVPlandri (PLD-4)-TrarKhel (TRR-6) T/Line |  |  |  | 14-12-2025 | 09:00 | 16:00 | Annual Maintenance | No Area will be effect during this shutdown as 132KV GSS Plandri will be fed from 132KV GSS Kahuta City side through PLD-3-KHC-2)circuit. & Trarkhal will be fed form Kotli side through (TRR-1-KLI-2) circuit.
15 | IESCO | GSO Circle | SS&TL ISD | AE(T) NO.II | 220KV UNIVERSITY (E2Q1)-BARA KAHU (BKU-II) |  |  |  | 15-12-2025 | 9:00 | 16:00 | Annual Maintenance | No Area will be effect as 132KV GSS Barakaho will be fed from Nilore side through BKU-1-AEC-3circuit.
ANNUAL MAINTENACE SCHEDULE OF TRANSMISSION LINES FOR THE MONTH OF 12-2025 UNDER SS&TL DIVISION IESCO RAWALPINDI
1 | IESCO | GSO Circle IESCO Islamabad | SS&TL Division IESCO Rawalpindi | A.E(T) Margalla | 132 KV T/Line Fateh Jang to Basal (FTJ-6 - BSL-3) |  |  |  | 03.12.2025 | 09:00 hrs | 16:00 hrs | Annual maintenance, protection testing of transmission lines & Circuit Breakers | No area will be effected.
2 |  |  |  | A.E(T) Rawalpindi | 132 KV T/Line AGL to Bahria Town Ckt (E5Q1 - BTN-2) |  |  |  | 03.12.2025 | 09:00 hrs | 16:00 hrs |  | No area will be effected.
3 |  |  |  | A.E (T) New Wah | 132 KV T/Line Sangjani Burhan Spare (E8Q1) |  |  |  | 04-12-2025 | 09:00 hrs | 16:00 hrs | Annual maintenance, protection testing of transmission lines & Circuit Breakers | No area will be affected
4 |  |  |  | A.E(T) Rawalpindi | 132 KV T/Line Sowan to Bakramandi Ckt (SAN-1 - BKM-2) |  |  |  | 06.12.2025 | 09:00 hrs | 16:00 hrs |  | No area will be effected.
5 | IESCO | GSO Circle IESCO Islamabad | SS&TL Division IESCO Rawalpindi | A.E(T) Margalla | 132 KV T/Line Basal to Jand (BSL-2 - JND-3) |  |  |  | 07-12-2025 | 09:00 hrs | 16:00 hrs | Annual maintenance, protection testing of transmission lines & Circuit Breakers | No area will be effected.
6 |  |  |  | A.E (T) New Wah | 132 KV T/Line Attock NDC-II (ATK-3-ISO-101) |  |  |  | 07-12-2025 | 09:00 hrs | 16:00 hrs |  | 132 KV GSS NDC-II (Consumer Grid) will be effected.
7 |  |  |  | A.E(T) Rawalpindi | 132 KV T/Line K.T.M to M.E.S Ckt (KTM-4 - MES-1) |  |  |  | 09.12.2025 | 09:00 hrs | 16:00 hrs |  | No area will be effected.
8 |  |  |  | A.E (T) New Wah | 132 KV T/Line Burhan FatehJang (E16Q1-FTJ-9) |  |  |  | 10-12-2025 | 09:00 hrs | 16:00 hrs | Annual maintenance, protection testing of transmission lines & Circuit Breakers | No area will be effected
9 |  |  |  | A.E(T) Rawalpindi | 132 KV T/Line Sangjani to B-17 Ckt (E15Q1 - SNJ-2) |  |  |  | 11.12.2025 | 09:00 hrs | 16:00 hrs |  | No area will be effected.
10 |  |  |  | A.E (T) New Wah | 132 KV T/Line Faqirabad Sanjwal Toff kamra (FQB-3-KMR-1-ISO101) |  |  |  | 13-12-2025 | 09:00 hrs | 16:00 hrs |  | 132 KV GSS PAC Kamra (Consumer Grid) will be effected.
11 |  |  |  | A.E(T) Rawalpindi | 132 KV T/Line Bakramandi to New K.T.M Ckt (BKM-1 - NKT-1) |  |  |  | 14.12.2025 | 09:00 hrs | 16:00 hrs | Annual maintenance, protection testing of transmission lines & Circuit Breakers | No area will be effected.
12 |  |  |  | A.E (T) Margalla | 132 KV T/Line Bahtarmor - Fateh Jang A/W T-Off Fauji Cement Plant-1 (BMW-1 - FTJ-1 A/W T-off ISO-101) |  |  |  | 14.12.2025 | 09:00 hrs | 16:00 hrs |  | Fauji Cement Plant-1 (Consumer)
ANNUAL MAINTENACE SCHEDULE OF TRANSMISSION LINES FOR THE MONTH OF 12-2025 UNDER SS&TL DIVISION IESCO RAJJAR
1 | IESCO | GSO Islamabad | SS & TL Rajjar | Chakwal | 132KV Chakwal (Cwl-11) - D.G. Khan Cement Factory (ISO-101) | 132 KV GSS D.G Cement Factory |  |  | 04-12-2025 | 900 | 1600 | Annula Maintenance | D.G. Khan Cement factory GSS will be affected.
2 |  |  |  | Jhelum | 132 KV S/C Jhelum(JLM-1)- Sohawa (SWA-2) | _ |  |  | 08-12-2025 | 9:00 | 16:00 |  | No Area will be affectedas GSS Sohawa will be feed from New Rawat side.
3 |  |  |  | Chakwal | 132KV Chakwal (Cwl-9) - Dil Jabba (Khan Pur) (DJK-1) | _ |  |  | 09-12-2025 | 9:00 | 16:00 |  | No Area will be affected as the load of CWL-9 will be shifted on CWL-8 & GSS Dil Jabba (Khan Pur) will be fed from C.S Shah.
4 |  |  |  | Jhelum | 132 KV D/C Jhelum(JLM-2)- Mangla (E3Q3), (E3Q2) | _ |  |  | 10-12-2025 | 9:00 | 16:00 |  | No Area will be affected as GSS Jhelum will be feed from GSS Sohawa side.
5 |  |  |  | Chakwal | 132KV Dandot (DDT-2) - Pinanwal (PNL-1) | The following 11 KV O/G Feeder of GSS Pinanwal will be affected. |  |  | 11-12-2025 | 9:00 | 16:00 |  | 132KV GSS Pinanwal will be effected & Gharibwal Cement Factory load will be shifted on Malikwal side.
[6 empty] | RAWAL | 58201 | [5 empty] | RAWAL
[6 empty] | SAGHARPUR | 58202 | [5 empty] | SAGHARPUR
[6 empty] | JALALPUR | 58203 | [5 empty] | JALALPUR
[6 empty] | C.W.O. | 58204 | [5 empty] | C.W.O.
[6 empty] | DHARYALA JALIP | 58205 | [5 empty] | DHARYALA JALIP
[6 empty] | ABDULLAH PUR | 58206 | [5 empty] | ABDULLAH PUR
6 | IESCO | GSO Islamabad | SS & TL Rajjar | Jhelum | 132 KV S/C Dina(DNA-2)-Sangohi (SNG-2) | - |  |  | 15-12-2025 | 9:00 | 15:00 | Annula Maintenance | No Area will be affected GSS Sangohi will be feed from New Rawat side.
Superintending Engineer
GSO Circle IESCO Islamabad

## Revised Schedule PTF
ANNUAL MAINTENACE SCHEDULE OF POWER TRANSFORMERS FOR THE MONTH OF 10-2025 UNDER SS&TL DIVISION IESCO ISLAMABAD
S. # | DISCO | Circle | Division | Sub Division | Name of Grid Station / Name of Equipment | Name of Feeder | Feeder Code | Sub Division Operation | Date | Time |  | Purpose of Shut Down | Affected Area | Remarks
[10 empty] | From | To
1 | 2 | 3 | 4 | 5 | 6 | 7 | 8 | 9 | 10 | 11 | 12 | 13 | 14 | 15
1 | IESCO | GSO Circle | SS&TL ISD | AE(T) No.II | Power Transformer T-1 (10/13 MVA) At 132KV GSS Chaint | following 11kv feedeers will be affect during this shutdown |  |  | 15-10-2025 | 9:00 | 15:00 | Annual Maintenance | following 11kv feedeers will be affect during this shutdown
[6 empty] | Lehtrar | 103701 | Kahuta |  |  |  |  | Lehtrar
[6 empty] | Balawara | 103703 | Patriata |  |  |  |  | Balawara
[6 empty] | KROR | 103704 | Nilore |  |  |  |  | KROR
2 | IESCO | GSO Circle | SS&TL ISD | AE(T) No.II | Power Transformer T-2 (10/13 MVA) At 132KV GSS Chaint | following 11kv feedeers will be affect during this shutdown |  |  | 15-10-2025 | 9:00 | 15:00 | Annual Maintenance | following 11kv feedeers will be affect during this shutdown
[6 empty] | Kotli Sattiyan | 103702 | Patriata |  |  |  |  | Kotli Sattiyan
3 | IESCO | GSO Circle | SS&TL ISD | AE(T) No.II | Power Transformer T-1 (20/26 MVA) At 132KV GSS Kallar Syedan | following 11kv feedeers will be affect during this shutdown |  |  | 16-10-2025 | 9:00 | 15:00 | Annual Maintenance | following 11kv feedeers will be affect during this shutdown
[6 empty] | new Choa | 98105 | Chowa khalsa |  |  |  |  | new Choa
[6 empty] | Baba Shaheed | 98101 | Bewal |  |  |  |  | Baba Shaheed
[6 empty] | Chapper | 98107 | Bewal |  |  |  |  | Chapper
[6 empty] | Fazal Shaheed | 98103 | Chowa khalsa |  |  |  |  | Fazal Shaheed
4 | IESCO | GSO Circle | SS&TL ISD | AE(T) No.II | Power Transformer T-2 (20/26 MVA) At 132KV GSS Kallar Syedan | following 11kv feedeers will be affect during this shutdown |  |  | 16-10-2025 | 12:00 | 13:00 | For cleaning of Bus Cpoupler | following 11kv feedeers will be affect during this shutdown
[6 empty] | Kambli Sadiq | 98102 | Kallar |  |  |  |  | Kambli Sadiq
[6 empty] | Kallar City | 98104 | Kallar |  |  |  |  | Kallar City
[6 empty] | Duberan | 98106 | Kallar |  |  |  |  | Duberan
[6 empty] | Mal Awan | 98108 | Bewal |  |  |  |  | Mal Awan
5 | IESCO | GSO Circle | SS&TL ISD | AE(T) No.II | Power Transformer T-2 (20/26 MVA) At 132KV GSS Kallar Syedan | following 11kv feedeers will be affect during this shutdown |  |  | 18-10-2025 | 9:00 | 15:00 | Annual Maintenance | following 11kv feedeers will be affect during this shutdown
[6 empty] | Kambli Sadiq | 98102 | Kallar |  |  |  |  | Kambli Sadiq
[6 empty] | Kallar City | 98104 | Kallar |  |  |  |  | Kallar City
[6 empty] | Duberan | 98106 | Kallar |  |  |  |  | Duberan
[6 empty] | Mal Awan | 98108 | Bewal |  |  |  |  | Mal Awan
6 | IESCO | GSO Circle | SS&TL ISD | AE(T) No.2 | Power Transformer T-1 (131.5/40MVA) at 132KV GSS I-11 ISD | Following 11KV Feeders willl be affect during this shutdwon |  |  | 19-10-2025 | 09:00 | 15:00 | Annual Maintenance & & repairing of Aux: Switch | Following 11KV Feeders willl be affect during this shutdwon
[6 empty] | I-11/2 | 128602 | I-10 |  |  |  |  | i-11/2
[6 empty] | Carraige Factory | 128603 | I-10 |  |  |  |  | Carraige Factory
[6 empty] | I-10/1 | 128604 | I-10 |  |  |  |  | I-10/1
[5 empty] | Power Transformer T-2 (131.5/40MVA) at 132KV GSS I-11 ISD | Following 11KV Feeders willl be affect during this shutdwon |  |  | 19-10-2025 | 09:00 | 15:00 |  | Following 11KV Feeders willl be affect during this shutdwon
[6 empty] | I-11/1 | 128601 | I-10 |  |  |  |  | i-11/1
[6 empty] | i-10/2 | 128605 | I-10 |  |  |  |  | i-10/2
7 | IESCO | GSO Circle | SS&TL ISD | AE(T) No.2 | Power Transformer T-2 (31.5/40 MVA) at 132KV GSS Old Rawat | Following 11KV Feeders willl be affect during this shutdwon |  |  | 20-10-2025 | 09:00 | 15:00 | annual Maintenance | Following 11KV Feeders willl be affect during this shutdwon
[6 empty] | Kallar | 17707 | Kallar |  |  |  |  | Sihala Bazar, & Souranding area
[6 empty] | Shihal College | 17708 | Rawat |  |  |  |  | Exempted Sihala Bazar & surranding area.
[6 empty] | New Rawat | 17701 | Rawat |  |  |  |  | Gohra Shahen,Dk Awan, Rajwal , Kirtana, Dk.Haidre, & surranding area.
[6 empty] | Basali | 17728 | wadala |  |  |  |  | Basali
[6 empty] | RCCI-1 | 17718 | Rawat |  |  |  |  | Sagri Bazar & surranding area.
[6 empty] | Redco | 17714 | Rawat |  |  |  |  | Textile Mill
[6 empty] | RCC-2 | 17724 | Rawat |  |  |  |  | Industrial Area Rawat
[6 empty] | DHA homes | 17725 | Rawat |  |  |  |  | DHA Home Valley
[6 empty] | RCC-3 | 17726 | Rawat |  |  |  |  | Industrial Area Rawat
[6 empty] | Pind Jhatla | 17727 | wadala |  |  |  |  | Pind Jhatla
[6 empty] | HPT-1 | 17705 | Rawat |  |  |  |  | Pakistan Broad casting Complex
[6 empty] | HPT-2 | 17706 | Rawat |  |  |  |  | Pakistan Broad casting Complex
[6 empty] | Mansoor Shaheed | 17731 | Rawat |  |  |  |  | Mansoor Shaheed
[6 empty] | PAECHS | 17723 | wadala |  |  |  |  | PAECHS
[6 empty] | AIT | 17732 | Rawat |  |  |  |  | AIT
8 | IESCO | GSO Circle | SS&TL ISD | AE(T) No.II | Power Transformer T-1 (31.5/40 MVA) at 132KV GSS Old Rawat | Following 11KV Feeders willl be affect during this shutdwon |  |  | 20-10-2025 | 12:00 | 13:00 | For cleaning of Bus Cpoupler | Following 11KV Feeders willl be affect during this shutdwon
[6 empty] | RCCI-5 | 17729 | Rawat |  |  |  |  | RCCI-5
[6 empty] | Sagri | 17713 | Rawat |  |  |  |  | Sagri Bazar & surranding area.
[6 empty] | New Kaliyam | 17721 | wadala |  |  |  |  | Qutub Ferozal, Jalyari, Jasool Syedan, Basali, Kalyam & surranding area
[6 empty] | RCCI-4 | 17730 | Rawat |  |  |  |  | RCCI-4
[6 empty] | Kaliyam | 17710 | wadala |  |  |  |  | Village Kalyam & sourranding area.
[6 empty] | Saparco | 17717 | Rawat |  |  |  |  | Saparco
[6 empty] | Rawat | 17716 | Rawat |  |  |  |  | GT Road, Bani Saran, & Raaf city.
[6 empty] | chowk pindori | 17720 | Rawat |  |  |  |  | chowk pindori
[6 empty] | HPT-3 | 17709 | wadala |  |  |  |  | Pakistan Broad casting Complex
9 | IESCO | GSO Circle | SS&TL ISD | AE(T) No.II | Power Transformer T-1 (31.5/40 MVA) at 132KV GSS Old Rawat | Following 11KV Feeders willl be affect during this shutdwon |  |  | 21-10-2025 | 09:00 | 15:00 | Annual Maintenance | Following 11KV Feeders willl be affect during this shutdwon
[6 empty] | RCCI-5 | 17729 | Rawat |  |  |  |  | RCCI-5
[6 empty] | Sagri | 17713 | Rawat |  |  |  |  | Sagri Bazar & surranding area.
[6 empty] | New Kaliyam | 17721 | wadala |  |  |  |  | Qutub Ferozal, Jalyari, Jasool Syedan, Basali, Kalyam & surranding area
[6 empty] | RCCI-4 | 17730 | Rawat |  |  |  |  | RCCI-4
[6 empty] | Kaliyam | 17710 | wadala |  |  |  |  | Village Kalyam & sourranding area.
[6 empty] | Saparco | 17717 | Rawat |  |  |  |  | Saparco
[6 empty] | Rawat | 17716 | Rawat |  |  |  |  | GT Road, Bani Saran, & Raaf city.
[6 empty] | chowk pindori | 17720 | Rawat |  |  |  |  | chowk pindori
[6 empty] | HPT-3 | 17709 | wadala |  |  |  |  | Pakistan Broad casting Complex
10 | IESCO | GSO Circle | SS&TL ISD | AE(T)No.I | Power Transformer T-2 (20/26 MVA) At 132KV GSS DHA Valley | following 11kv feedeers will be affect during this shutdown |  |  | 22-10-2025 | 09:00 | 15:00 | Annual Maintenance | following 11kv feedeers will be affect during this shutdown
[6 empty] | Sector A-2 | 126008 | Rawat |  |  |  |  | Sector A-2
[6 empty] | Sector B-2 | 126009 | Rawat |  |  |  |  | Sector B-2
[6 empty] | Askari Hights(IV) | 126010 | Rawat |  |  |  |  | Askari Hights(IV)
[6 empty] | SECTOR -D | 126011 | Rawat |  |  |  |  | SECTOR -D
[6 empty] | Pine Hills-1 | 126012 | Rawat |  |  |  |  | Pine Hills-1
11 | IESCO | GSO Circle | SS&TL ISD | AE(T)No.I | Power Transformer T-1 (20/26 MVA) At 132KV GSS DHA Valley | following 11kv feedeers will be affect during this shutdown |  |  | 22-10-2025 | 11:00 | 13:00 | For buscoupler Maintenance | following 11kv feedeers will be affect during this shutdown
[6 empty] | Sector -A | 126001 | Rawat |  |  |  |  | Sector -A
[6 empty] | Sector-C | 126002 | Rawat |  |  |  |  | Sector-C
[6 empty] | Askari Tower | 126004 | Rawat |  |  |  |  | Askari Tower
[6 empty] | Sector -F | 126003 | Rawat |  |  |  |  | Sector -F
[6 empty] | Feeder No.3 | 126006 | Rawat |  |  |  |  | Feeder No.3
[6 empty] | Feeder No.4 | 126007 | Rawat |  |  |  |  | Feeder No.4
12 | IESCO | GSO Circle | SS&TL ISD | AET-No.1 | 132KV GSS Kahta City Power Transformer T-1 (20/26 MVA) | Following 11KV Feeders willl be affect during this shutdwon |  |  | 23-10-2025 | 09:00 | 15:00 | Annual Maintenance | Follwing area will be afffect during this shutdwon
[6 empty] | Hanif Shaheed | 9007 | Kahuta |  |  |  |  | Mohalla Arra, Club Cly, Chakkian , Pind Mallkan, Dedocha, Mughal etc.
[6 empty] | Ibrar Shaheed | 9008 | Kallar Syedan |  |  |  |  | Bhalkar, Thai, Dhaniam & Chountra
[6 empty] | Ghazan Khan | 9009 | Nara Mator |  |  |  |  | Bamnial, Nara Beor, Lehri, Koror & Khanlol.
[6 empty] | Nahr | 9006 | Kahuta |  |  |  |  | Moh Chaint, Moh Arra, Saroot, Hothala, Aliot, Panyali, Bhoom, Chakkian Pind Malkan & Mughal Parri
[6 empty] | KRL | 9003 | Kahuta |  |  |  |  | KRL Cly Kahuta
[6 empty] | Lehtrar | 9005 | Kahuta |  |  |  |  | Punjar Chowk & Village Lethrar
13 | IESCO | GSO Circle | SS&TL ISD | AET-No.1 | 132KV GSS Kahta City Power Transformer T-2 (20/26 MVA) | Following 11KV Feeders willl be affect during this shutdwon |  |  | 23-10-2025 | 12:00 | 13:00 | For cleaning of Bus Cpoupler | Follwing area will be afffect during this shutdwon
[6 empty] | Khawaja | 9004 | Kallar Syedan |  |  |  |  | Dk Ellahi Bux, Chanam, Blakhar, Loona, Sadiot
[6 empty] | Nara mator | 9002 | Nara Mator |  |  |  |  | Mohallah Grid Station Battla , Mohrwara, Asloha, Mermyan, Nara Matore.
[6 empty] | Kahuta city | 9001 | Kahuta |  |  |  |  | Kahuta City, Nathot, Tirkhian, Naral Sangoot, Ari Syed , Chak
[6 empty] | Panjar | 9010 | Nara Mator |  |  |  |  | Kotli Road Kahuta, Toaiali, Baroota, Jandi
[6 empty] | Kahuta City-2 | 9011 | Kahuta |  |  |  |  | Kahua city Ari Seidan ,Thrikhian, Nathoot
[6 empty] | THQ | 9012 | Kahuta |  |  |  |  | THQ
14 | IESCO | GSO Circle | SS&TL ISD | AE(T)No.I | Power Transformer T-1 (20/26 MVA) At 132KV GSS DHA Valley | following 11kv feedeers will be affect during this shutdown |  |  | 25-10-2025 | 09:00 | 15:00 | Annual Maintenance | following 11kv feedeers will be affect during this shutdown
[6 empty] | Sector -A | 126001 | Rawat |  |  |  |  | Sector -A
[6 empty] | Sector-C | 126002 | Rawat |  |  |  |  | Sector-C
[6 empty] | Askari Tower | 126004 | Rawat |  |  |  |  | Askari Tower
[6 empty] | Sector -F | 126003 | Rawat |  |  |  |  | Sector -F
[6 empty] | Feeder No.3 | 126006 | Rawat |  |  |  |  | Feeder No.3
[6 empty] | Feeder No.4 | 126007 | Rawat |  |  |  |  | Feeder No.4
15 | IESCO | GSO Circle | SS&TL ISD | AE(T) No.1 | Power Transformer T-1 (10/13 MVA ) At 132KV GSS NUST | Following 11kv feeders will be affect during this shutdown |  |  | 26-10-2025 | 09:00 | 12:00 | Annual Maintenance | Following 11kv feeders will be affect during this shutdown
[6 empty] | 132KV NUST | 111201 | [5 empty] | Independent
16 | IESCO | GSO Circle | SS&TL ISD | AE(T) No.1 | Power Transformer T-2 (10/13 MVA ) At 132KV GSS NUST | Following 11kv feeders will be affect during this shutdown |  |  | 26-10-2025 | 12:00 | 16:00 | Annual Maintenance | Following 11kv feeders will be affect during this shutdown
[6 empty] | 132KV NUST | 111201 | [5 empty] | Independent
17 | IESCO | GSO Circle | SS&TL ISD | AET-No.1 | 132KV GSS Kahta City Power Transformer T-2 (20/26 MVA) | Following 11KV Feeders willl be affect during this shutdwon |  |  | 27-10-2025 | 09:00 | 15:00 | Annual Maintenance & Replacment of AC/DC panel | Follwing area will be afffect during this shutdwon
[6 empty] | Khawaja | 9004 | Kallar Syedan |  |  |  |  | Dk Ellahi Bux, Chanam, Blakhar, Loona, Sadiot
[6 empty] | Nara mator | 9002 | Nara Mator |  |  |  |  | Mohallah Grid Station Battla , Mohrwara, Asloha, Mermyan, Nara Matore.
[6 empty] | Kahuta city | 9001 | Kahuta |  |  |  |  | Kahuta City, Nathot, Tirkhian, Naral Sangoot, Ari Syed , Chak
[6 empty] | Panjar | 9010 | Nara Mator |  |  |  |  | Kotli Road Kahuta, Toaiali, Baroota, Jandi
[6 empty] | Kahuta City-2 | 9011 | Kahuta |  |  |  |  | Kahua city Ari Seidan ,Thrikhian, Nathoot
[6 empty] | THQ | 9012 | Kahuta |  |  |  |  | THQ
18 | IESCO | GSO Circle | SS&TL ISD | A.E(T) Nn-II | 132KV GSS Bharakaho Power Transformer T-2 (20/26 MVA) | Following 11KV Feeders willl be affect during this shutdwon |  |  | 28-10-2025 | 9:00 | 15:00 | Annual Maintenance | Following 11KV Feeders willl be affect during this shutdwon
[6 empty] | Mangial | 122508 | Barakaho rural |  |  |  |  | Mangial
[6 empty] | Q-A-University | 122502 | Barakaho rural |  |  |  |  | Q-A-University
[6 empty] | A.Q Khan (Mohra Noor) | 122504 | Barakaho Urban |  |  |  |  | A.Q Khan (Mohra Noor)
[6 empty] | Treat | 122501 | Barakaho rural |  |  |  |  | Treat
[6 empty] | Bani Gala | 122507 | G-6 |  |  |  |  | Bani Gala
19 | IESCO | GSO Circle | SS&TL ISD | AET-No.II | 132KV GSS G-13 Power Transformer T-1 (20/26 MVA) | Following 11KV Feeders willl be affect during this shutdwon |  |  | 29-10-2025 | 9:00 | 15:00 | Annual Maintenance | Follwing area will be afffect during this shutdwon
[6 empty] | G-14/4 | 106706 | G-11 |  |  |  |  | G-14/4
[6 empty] | G -14/3 | 106707 | G-11 |  |  |  |  | G -14/3
[6 empty] | Nust Road | 106708 | Tarnol |  |  |  |  | Nust Road
[6 empty] | G -13/4 Extension | 106709 | G-11 |  |  |  |  | G -13/4 Extension
20 | IESCO | GSO Circle | SS&TL ISD | AET-No.I | 132KV GSS G-13 Power Transformer T-2 (20/26MVA) | Following 11KV Feeders willl be affected |  |  | 29-10-2025 | 12:00 | 13:00 | For cleaning of Bus Cpoupler
[6 empty] | G-13/2 | 106701 | G-11 |  |  |  |  | Sector G-13/2
[6 empty] | G-13/3 | 106702 | G-11 |  |  |  |  | Sector G-13/3
[6 empty] | G-13/1 | 106703 | G-11 |  |  |  |  | Sector G-13/1
[6 empty] | G-13/4 | 106704 | G-11 |  |  |  |  | Sector G-13/4
[6 empty] | G-13/2-1 | 106705 | G-11 |  |  |  |  | Sector G-13/2-1
21 | IESCO | GSO Circle | SS&TL ISD | AE(T) No.2 | Power Transformer T-3 (10/13 MVA) at 132KV GSS Old Rawat | Following 11KV Feeders willl be affect during this shutdwon |  |  | 30-10-2025 | 09:00 | 15:00 | annual Maintenance | Following 11KV Feeders willl be affect during this shutdwon
[6 empty] | CWO | 17722 | Rawat |  |  |  |  | CWO
ANNUAL MAINTENACE SCHEDULE OF POWER TRANSFORMERS FOR THE MONTH OF 10-2025 UNDER SS&TL DIVISION IESCO RAWALPINDI
1 | IESCO | GSO Circle IESCO Islamabad | SS&TL Division IESCO Rawalpindi | A.E (T) Sub Division IESCO New Wah | 132 KV GSS Faqir abad (T-2) (31.5/40 MVA) | Shinka (Barazai) | 012024 | Ghur Ghusti | 15-10-2025 | 09:00 h | 15:00 h | Annual maintenance & protection testing of power transformer, transformer bays & 11 KV system | Shinka village & surroundings
[6 empty] | Radio Pak-1 | 012005 | Hatian |  |  |  |  | Radio Pakistan
[6 empty] | Shamasabad | 012007 | [5 empty] | Shamsabad, Shadi Khan, Waisa
[6 empty] | Ghourghushti | 012009 | Ghur Ghusti |  |  |  |  | G.Gushti, Miskeen Abad
[6 empty] | Lawrancepure | 012004 | Hatian |  |  |  |  | Lawrancepur Textile Mills
[6 empty] | Hattian | 012010 | [5 empty] | Jatial, Saidan, Hattian
[6 empty] | Qazi Abad | 012001 | [5 empty] | Qazi Abad, Faqir Abad
[6 empty] | Waisa | 012014 | Shadi Khan |  |  |  |  | Kamil Pur, Musa, Malu Pind
[6 empty] | Miskeenabad | 012025 | Ghur Ghusti |  |  |  |  | Miskeenabad
[6 empty] | Musa | 012008 | Hazro |  |  |  |  | Musa, Sharni, Kolathi
2 |  |  |  |  | 132 KV GSS Faqir abad (T-1) (20/26 MVA) | Hazro | 012003 | Hazro | 15-10-2025 | 12:00 h | 13:00 h | Annual Maintenance of Bus Coupler | Hazro, Bahudur Khan, Tarbeela Mor
[6 empty] | Nartopa | 012002 | Ghur Ghusti |  |  |  |  | Village Nartopa, Barazai & surroundings
[6 empty] | RadioaPak-2 | 012006 | Hatian |  |  |  |  | Radio Pakistan
[6 empty] | Darya Shareef | 012008 | Hazro |  |  |  |  | village Darya Shareef, Chichiya, Musa
3 | IESCO | GSO Circle IESCO Islamabad | SS&TL Division IESCO Rawalpindi | A.E (T) Sub Division IESCO Rawalpindi | 132 KV GSS Chakri (T-1) (20/26 MVA) | Chahan | 096802 | Chakri | 16.10.2025 | 09:00 h | 15:00 h | Annual maintenance & protection testing of power transformer, transformer bays & 11 KV system | Chan, Rajar, Kinger, Mera Kalwan, Mara Khurrd.
[6 empty] | Chauntra | 096804 | [5 empty] | Chountra, Pind Maloo, Adawal, Chokar, Dhalla, Kasala Kurd.
[6 empty] | Rajjar | 096803 | [5 empty] | Mujahid, Sihal, Pelo thallian, Kollian, Ghreeba moorat etc.
[6 empty] | Chakri | 096801 | [5 empty] | Chakri Village, Chura, Ghallan Kalan, Kolian Hameed, Kurrar, Paryal, Maial, Bilwat.
[6 empty] | SPD | 096806 | [5 empty] | SPD (Independent)
[6 empty] | SPF | 096807 | [5 empty] | Sadiq Poultry Form
[6 empty] | APF | 096808 | [5 empty] | Arslan Poultry Farm
[6 empty] | Ranger | 096811 | [5 empty] | Independent
[6 empty] | Gaggan | 096805 | C. B Khan |  |  |  |  | Gaggan village & surrounfding
4 |  |  |  |  | 132 KV GSS Chakri (T-2) (10/13 MVA) | HESCOL | 096812 | Chakri |  | 12:00 h | 13:00 h | Annual Maintenance of Bus Coupler | Independent
[6 empty] | Paryal | 096809 | [5 empty] | Paryal village & surrounding
[6 empty] | Mahota | 096810 | C.B Khan |  |  |  |  | Mahota village & surrounding
5 | IESCO | GSO Circle IESCO Islamabad | SS&TL Division IESCO Rawalpindi | A.E (T) Sub Division IESCO Margalla | 132 KV GSS NDC-I (10/13 MVA) T-1 Fateh Jang | Consumer Grid Station |  | Independent | 18.10.2025 | 09:00 hrs | 15:00 h | Annual maintenance & protection testing of power transformer, transformer bay & 11 KV system | Consumer Grid Station
6 | IESCO | GSO Circle IESCO Islamabad | SS&TL Division IESCO Rawalpindi | A.E (T) Sub Division IESCO New Wah | 132 KV GSS JF-17 Kamra (T-1) (10/13 MVA) | Consumer Grid Station |  | Independent | 19.10.2025 | 09:00 h | 12:00 h | Annual maintenance & protection testing of power transformer, transformer bays & 11 KV system also cleaning of Bus Coupler | Consumer Grid Station
[5 empty] | 132 KV GSS JF-17 Kamra (T-2) (10/13 MVA) | Consumer Grid Station |  |  |  | 11:00 h | 15:00 h |  | Consumer Grid Station
7 | IESCO | GSO Circle IESCO Islamabad | SS&TL Division IESCO Rawalpindi | A.E(T) Sub Division IESCO Rawalpindi | 132 KV GSS Chakri Road (T-1) (20/26 MVA) | Moorat | 120405 | Dhamiyal | 20.10.2025 | 09:00 h | 15:00 h | Annual maintenance & protection testing of power transformer, transformer bays & 11 KV system | Morrat, Thallian, Dk.Reka & surrounding
[6 empty] | Raniyal | 120403 | [5 empty] | Raniyal, Dk.Darzi, Pind Dadu and surrounding
[6 empty] | gulistan e Fatima | 120406 | [5 empty] | liaqat Colony, Lalarukh, Gulistan e Fatima colony.
[6 empty] | Kohalla | 120404 | [5 empty] | Kohalla Village, Mashrot Road
[6 empty] | F.J.W.U | 120408 | [5 empty] | independent
[5 empty] | 132 KV GSS Chakri Road (T-2) (20/26 MVA) | Hayal | 120407 | [5 empty] | Hayal Village, Banda Nakial, Dhamiyal Road.
[6 empty] | Girja-1 | 120402 | Quaid E Azam Colony |  | 12:00 h | 13:00 h | Annual Maintenance of Bus Coupler | Girja Road, Mohra Chappar, Dk Kamah, Dk. samha
[6 empty] | Qureshiabad | 120401 | [5 empty] | Qureshiabad Colony, Maskeen Abad Colony, Habib Colony, christian Colony
8 | IESCO | GSO Circle IESCO Islamabad | SS&TL Division IESCO Rawalpindi | A.E (T) Sub Division IESCO Margalla | 132 KV GSS Margalla (T-3) (20/26 MVA) | Mushtaq Hussain | 083308 | Taxila | 21.10.2025 | 09:00 h | 15:00 h | Annual maintenance & protection testing of power transformer, transformer bays & 11 KV system | Banbola, Jalala
[6 empty] | Kala Khan | 083307 | Margalla |  |  |  |  | GT Road, Wahdat Colony
[6 empty] | P.M.C | 083305 | Wah Cantt |  |  |  |  | PM Colony , Model Town
[6 empty] | Faisal Hill-1 | 083310 | Margalla |  |  |  |  | Independent
[6 empty] | Faisal Hill-2 | 083311 | [5 empty] | Independent
9 | IESCO | GSO Circle IESCO Islamabad | SS&TL Division IESCO Rawalpindi | A.E(T) Sub Division IESCO Rawalpindi | 132 KV GSS Adyala (T-1) (31.5/40 MVA) | Kalyal | 109101 | Adyala | 22.10.2025 | 09:00h | 15:00h | Annual maintenance & protection testing of power transformer, transformer bays & 11 KV system | Dk. Parian, Adyala Jail, Shahpur, Gorakhpur, Sammar Zar Cly, Shah pur Syedan.
[6 empty] | Shahpur | 109103 | [5 empty] | Kalyal Adyala Road, Khaja Corportion, Jarahi, Janjua Town, Natinal Housing Society
[6 empty] | Adyala | 109106 | [5 empty] | Adyala Road Khawaja Corporation, Mubarak Lane, Ali Town, Chungi No.20, Dhoke Noor etc.
[6 empty] | Khasala | 109108 | [5 empty] | Khasala village
[6 empty] | Humayun-1 | 109111 | Tariq Abad |  |  |  |  | Askari-14 & Surrounding areas.
10 |  |  |  |  | 132 KV GSS Adyala (T-2) 31.5/40 MVA) | Dhok Noor | 109104 | Adyala |  | 12:00 h | 13:00 h |  | Dhoke Mehra, Dhoke Haji Imam Din, Dhoke noor, Tarbela Colony
[6 empty] | Gulshanabad | 109102 | [5 empty] | Gulshanabad
[6 empty] | Rose Lane | 109105 | [5 empty] | New Lalazar, 502 Workshop
[6 empty] | Adyala Jail | 109107 | [5 empty] | Adyala Jail
[6 empty] | Shaigan | 109110 | [5 empty] | Shaigan
[6 empty] | Defence Road | 109113 | [5 empty] | Defence Road.
[6 empty] | Samar zar | 109114 | [5 empty] | Samarzar Housing Society.
[6 empty] | Askari-14 | 109112 | Tariq Abad |  |  |  |  | Askari-14
11 | IESCO | GSO Circle IESCO Islamabad | SS&TL Division IESCO Rawalpindi | R.E Sub Division IESCO New Islamabad int.Airport | 132 KV GSS New Islamabad Int Airport (T-1) (20/26 MVA) | Consumer Grid |  | Independent | 25.10.2025 | 09:00 h | 15:00 h | Annual maintenance & protection testing of power transformer, transformer bays & 11 KV system | Consumer Grid Station
12 | IESCO | GSO Circle IESCO Islamabad | SS&TL Division IESCO Rawalpindi | A.E (T) Sub Division IESCO New Wah | 132 KV GSS NDC-II Attock (T-1) (10/13 MVA) | Consumer Grid Station |  | Independent | 26.10.2025 | 09:00 h | 15:00 h | Annual maintenance & protection testing of power transformer, transformer bay & 11 KV system | Consumer Grid Station
13 | IESCO | GSO Circle IESCO Islamabad | SS&TL Division IESCO Rawalpindi | A.E (T) Sub Division IESCO Margalla | 132 KV GSS Jand (T-4) (10/13 MVA) | Pind Sultani | 029403 | Jand | 27.10.2025 | 09:00 h | 15:00 h | Annual maintenance & protection testing of power transformer, transformer bays & 11 KV system | Rangli, Dhoke Choora Sharif
[6 empty] | Parri | 029405 | [5 empty] | Vill: Pari, Sill, Jalwal
[6 empty] | NARA | 029404 | [5 empty] | Mari Jalwal, Nara
14 |  |  |  |  | 132 KV GSS Jand (T-3) (10/13 MVA) | Jand City-1 | 029402 | [5 empty] | Jand City
[6 empty] | Jand City-2 | 029406 | [5 empty] | Jand City
[6 empty] | Bhandar | 029407 | [5 empty] | Village Bhandar & surrounding areas.
15 | IESCO | GSO Circle IESCO Islamabad | SS&TL Division IESCO Rawalpindi | A.E (T) Sub Division IESCO New Wah | 132 KV GSS Sanjowal (T-3) (20/26 MVA) | Dar ul Islam Colony | 018909 | Attock Cantt | 28.10.2025 | 09:00 h | 15:00 h | Annual maintenance & protection testing of power transformer, transformer bays & 11 KV system | Dar ul Islam Colony & surrounding
[6 empty] | Bolianwal | 018906 | [5 empty] | Boliawal, Saqib Abad & surrounding
[6 empty] | Cap.Ishtiaq Ahmed | 018907 | [5 empty] | Jabi, Humak & surrounding areas.
[6 empty] | Dhoke Fateh | 018911 | [5 empty] | Dhoke Fateh & surrounding areas.
[6 empty] | Air University Kamra | 018913 | [5 empty] | Defence
[6 empty] | Durdad | 018914 | [5 empty] | Village Durdad & surrounding Area.
16 | IESCO | GSO Circle IESCO Islamabad | SS&TL Division IESCO Rawalpindi | A.E (T) Sub Division IESCO New Wah | 132 KV GSS Sanjowal (T-2) (20/26 MVA) | Solar-1 |  | Attock Cantt | 28.10.2025 | 12:00 h | 13:00 h | For cleaning OF Bus Coupler | Export feeder of Sanjwal Cantt
[6 empty] | Solar-2 | [6 empty] | Export feeder of Sanjwal Cantt
[6 empty] | Attock cantt | 018901 | [5 empty] | Mirza, Munu Nagar
[6 empty] | Akhori | 018912 | [5 empty] | Akhori & Surrounding Areas.
[6 empty] | Artiliary Centre | 018908 | [5 empty] | Defence
[6 empty] | PM Colony | 018905 | [5 empty] | Defence
[6 empty] | Katchery | 018902 | [5 empty] | Katchery, Mehrpura
17 | IESCO | GSO Circle IESCO Islamabad | SS&TL Division IESCO Rawalpindi | A.E (T) Sub Division IESCO Margalla | 132 KV GSS Lakkar Mar (T-1) (10/13 MVA) | Injra | 052102 | Chhab | 29.10.2025 | 09:00 h | 15:00 h | Annual maintenance & protection testing of power transformer, transformer bays & 11 KV system | Injra, Makhad, Turap
[6 empty] | Maqsood Shaheed | 052103 | [5 empty] | Molawali, Surg
[6 empty] | Aman Pur | 052106 | [5 empty] | Bahar Wala, hadowali & surrounding
18 |  |  |  |  | 132 KV GSS Lakkar Mar (T-2) (10/13 MVA) | Chhab | 052101 | [5 empty] | Chabb, Lakarmar, Dk, Gangra, Dk, Nazir
[6 empty] | Maira Shareef | 052105 | [5 empty] | Maira Shareef, Dhok Majeed, Dhok Mansoor, Dhok Noriyaal, Dhoke Panjral,
[6 empty] | Dhaknair | 052104 | [5 empty] | Dhaknair village & surroundings areas
19 | IESCO | GSO Circle IESCO Islamabad | SS&TL Division IESCO Rawalpindi | A.E (T) Sub Division IESCO New Wah | 132 KV GSS Attock (T-1) (20/26 MVA) | Teen Meela | 075113 | Attock City | 30.10.2025 | 09:00 h | 15:00 h | Annual maintenance & protection testing of power transformer, transformer bays & 11 KV system | New Town, Teen Meela & surrounding Areas.
[6 empty] | Fawara Chowk | 075103 | [5 empty] | Fawara Chowk, Attock City
[6 empty] | S.D.W | 075104 | [5 empty] | SDW Colony
[6 empty] | Attock Rural | 075101 | [5 empty] | Daknair, Jaba, Dhair, Ghoramar, Baugh Neelab & Surrounding Areas.
[6 empty] | S.D.W Colony | 075109 | [5 empty] | S.D.W Colony
[6 empty] | G.B.H.P-II | 075108 | [5 empty] | GBHP-II
[6 empty] | Shakardara | 075111 | [5 empty] | Peoples Colony, Shakar Dara & surrounding areas.
20 |  |  |  |  | 132 KV GSS Attock (T-2) (20/26 MVA) | AMIN ABAD | 075102 | Attock City |  | 12:00 h | 13:00 h | For cleaning OF Bus Coupler | Amin abad, Moh. Shah Faisal, Bijli Garh & surrounding
[6 empty] | G.B.H.P – 1 | 075106 | [5 empty] | G.B.H.P Colony
[6 empty] | D.E.C | 075107 | [5 empty] | Defence
[6 empty] | Bagh e Nelab | 075114 | [5 empty] | Bagh e Nelab, Salargah village, Monghiwalli, Chuei Bangla, Theiri Chouhan.
[6 empty] | PEOPLE Colony | 075110 | [5 empty] | Peoples Colony, & surrounding areas.
[6 empty] | MARRI | 075112 | [5 empty] | Marri Village & surrounding areas.
ANNUAL MAINTENACE SCHEDULE OF POWER TRANSFORMERS FOR THE MONTH OF 10-2025 UNDER SS&TL DIVISION IESCO RAJJAR
1 | IESCO | GSO ISLAMABAD | SS&TL Division IESCO Rajjar | Chakwal | 132 KV C.S.Shah 20/26 MVA Power Transformer T-1 | Basharat | 24603 | C.S.Shah | 15.10.2025 | 9:00 | 15:00 | For Annual Maintenance & Protection Testing | Chumbi, SarainMor, MakhdoomJehnian, DheriJabba, Lehr Sultan Pur, Lehri Shah Nawaz, WahaliZair, WahaliBala, GurahRajgan, Basharat, Mohan, Arra, Chandu
[6 empty] | Katas | 24602 | C.S.Shah |  |  |  |  | C.S.Shah City, Minhala, Ratooch, Pidh, Dandot.
[6 empty] | Dalwal | 24605 | C.S.Shah |  |  |  |  | Katas, Daryalakhoian,Badshahpur.
[6 empty] | Tharpal | 24606 | C.S.Shah |  |  |  |  | Tharpal, Bholay Adyal,Dhok Tahaliayan
2 |  |  |  |  | 132kv GSS C.S.Shah 10/13 MVA Power Transformer T-2 | Lehar Sultan Pur | 24607 | C.S.Shah |  | 12:00 | 13:00 | For cleaning OF Bus Coupler | Lehar Sultan Pur
[6 empty] | C.S.Shah | 24601 | C.S.Shah |  |  |  |  | C.S.Shah City, Minhala, .
[6 empty] | Dandot | 24604 | C.S.Shah |  |  |  |  | Ratooch, Pidh, Dandot.
3 |  |  |  |  | 132KV Jatli 20/26 MVA Power Transformer T-1 | Raman | 007402 | Jatli | 16.10.2025 | 9:00 | 15:00 | For Annual Maintenance & Protection Testing | Raman, Data Bhat, Devi, Mughal, Dhoke Hayat, Gorsian.
[6 empty] | Bhangali | 007406 | Sukho |  |  |  |  | Bhangali, Bher Ratial, Jhongal, Mohra Ameen, Darkala Kalan, Jajja, Manghot. Gurah, Dhoke Hafeez Ullah, Hujjo.
[6 empty] | Adhi | 007405 | Daultala |  |  |  |  | Daultala, Adra Usmanzada, Krunb Ilyas, Jatli Village, Dhongi, Dokhua.
[6 empty] | Nishan-e-Haider | 007408 | Jatli |  |  |  |  | Raman, Data Bhat, Devi, Mughal, Dhoke Hayat, Gorsian.
[6 empty] | Sukho | 007403 | Sukho |  |  |  |  | Sukho, Dera Muslim, Monger, Lalyal, Krunb Jagial, Chak Daulat, Mohra Malkan, Ogahoon.
4 |  |  |  |  | 132KV Jatli 20/26 MVA Power Transformer T-2 | Daultala | 007401 | Daultala |  | 12:00 | 13:00 | For Cleaning of Bus Coupler | Dhanda, , Ranotra, Mohra, Misrial, Dhoke Gujri, Jhangi Daim.
[6 empty] | C.B.Khan | 007404 | Chak Baily Khan |  |  |  |  | Shaikhpur, Dk Saydan,Dhok Wahab, Devi, Data Bhat
[6 empty] | Krunmb Kaswal | 007410 | Sukho |  |  |  |  | Kuranb Kaswal , Muradi,,Kohia ,Choora,Muhra,Kanyal.
[6 empty] | Bhair Kalyal | 007409 | Sukho |  |  |  |  | Ahdi, Narrali, Dhoong, Miana Mohra, Dhoke Shamas, Langah, Hasola.
[6 empty] | Daira Muslim | 007411 | Daultala |  |  |  |  | Daira Muslim
5 | IESCO | GSO ISLAMABAD | SS&TL RAJJAR | JHELUM | 132KV Gujjar Khan 20/26MVA Power Transformer T-1 | Gujjar Khan | 004901 | G/Khan | 20.10.2025 | 9:00 | 15:00 | For Annual Maintenance & Protection Testing | G/Khan City, SIE Gujar Khan
[6 empty] | Islampura | 004910 | Budana |  |  |  |  | Jhand Bukhar, Kool Chowk, Tang Dew syedan, Khan Pur Ch: Miana Phota
[6 empty] | Thakra | 004921 | Gulyana |  |  |  |  | Susral,Chak Rajgan,Thakra Mohra,Peer Phali.
[6 empty] | Kinger | 4923 | Budana |  |  |  |  | Mandal, Thathi, Kanger,Paleena.
[6 empty] | Hayat Sir Road | 4908 | G.Khan |  |  |  |  | Hayat Sir Road
[6 empty] | Dora Badhal | 4925 | Gulyana |  |  |  |  | Dora Badhal
[6 empty] | E.C.Mill | 004903 | Mandra |  |  |  |  | E.C.Mill
6 |  |  |  |  | 132 KV Gujjar Khan 31.5/40MVA Power Transformer T-2 | Gulyana | 004902 | Gulyana |  | 12:00 | 13:00 | For Cleaning of Bus Coupler | Guliana, Chak Chokhra, Pir Pholahi, Tibbi Syedan, Pholar Syedan
[6 empty] | R.T.Mill | 004907 | Gulyana |  |  |  |  | Rachna Textile Mill
[6 empty] | Mandra | 004904 | Mandra |  |  |  |  | GT Road Mandra, Mandra, Rakh Morr, Changa Mera , Kamandrial, Kuri, Mohra Mandoo.
[6 empty] | Mandra-2 | 004918 | Mandra |  |  |  |  | GT Road Mandra, Mandra, Rakh Morr, Changa Mera , Kamandrial, Kuri, Mohra Mandoo.
[6 empty] | Qazian | 4912 | Badana |  |  |  |  | Qazian, Miani Borgi, Islampura, Harnoo, Islampura
[6 empty] | L.T.C | 004914 | Mandra |  |  |  |  | Lakson Tabako Company
[6 empty] | Hamad Jangi | 4915 | Mandra |  |  |  |  | Sang , Hamal, Pothee, Chehari, Taju Jhangi, Ghangrial
[6 empty] | K.T.M-2 | 004916 | Gulyana |  |  |  |  | Kohinoor Textile Mills
[6 empty] | Bhalote | 4913 | Gulyana |  |  |  |  | Bhalote
7 |  |  |  | Chakwal | 132KV Talagang 20/26MVA Power Transformer T-1 | Talagang City | 102403 | Talagang City | 22.10.2025 | 9:00 | 15:00 | For Annual Maintenance & Protection Testing | Talagang City, Qadir Chwok , Jaffri Chow, Mianwali Road Talagang Larry Adda.
[6 empty] | Pera Fatyal | 102410 | Talagang Rural |  |  |  |  | Pera Fathial, Thoa Mehram Khan, Dhok Gorian, Dhok Masood, Chowkandi, Dhok Sher Khan, Dhok Garr, Dhok Komari, Dhok Anwaki, Dhok Sultaki.
[6 empty] | Jhatla | 102401 | Talagang Rural |  |  |  |  | Vill; Jhatla, Dk; Patwari,, Kitchian, Kotera, DK; Nosheri, Qadirpur, Ther Chak
[6 empty] | Dharabi | 102402 | Talagang City |  |  |  |  | Village Dharabi, Village Nakka Kahoot, Village Adhlakka, Village Moorat.
[6 empty] | Moorat | 102411 | Talagang City |  |  |  |  | MOORAT, DK;JAMAL,DK; JANGLI.
[5 empty] | 132KV Talagang 20/26MVA P/ower Transformer T-2 | Kot Srang | 102404 | Talagang Rural | 22-10-2025 | 12:00 | 13:00 | For Cleaning of Bus Coupler | Village Kot Sarang, Village Tehi, Village Pirra Jangla, Mirgan Pindi Road.
[6 empty] | GPO Chowk | 102406 | Talagang City |  |  |  |  | Mian Bazar Talagang,Moh: Grid Station, Pindi Road Talagang.
[6 empty] | Mogla | 102407 | Talagang Rural |  |  |  |  | Village Mogla, Dhok Daali, Village Dholar, Dhok Ujral, Village Misrial.
[6 empty] | Dhok Pathan | 102409 | Talagang Rural |  |  |  |  | Dhok Pathan, Village Naraghi, Pindi Road.
[6 empty] | Madina Town | 102415 | Talagang City |  |  |  |  | Moh: Kachery, Bungla Noor Shah,THQ Sial,Dhok Lasori.
[6 empty] | Dollar | 102416 | Talagang Rural |  |  |  |  | Dollar, Dokdali,Dotandi.
8 |  |  |  |  | 132KV Talagang 20/26MVA P/ower Transformer T-2 | Kot Srang | 102404 | Talagang Rural | 23-10-2025 | 9:00 | 15:00 | For Annual Maintenance & Protection Testing | Village Kot Sarang, Village Tehi, Village Pirra Jangla, Mirgan Pindi Road.
[6 empty] | GPO Chowk | 102406 | Talagang City |  |  |  |  | Mian Bazar Talagang,Moh: Grid Station, Pindi Road Talagang.
[6 empty] | Mogla | 102407 | Talagang Rural |  |  |  |  | Village Mogla, Dhok Daali, Village Dholar, Dhok Ujral, Village Misrial.
[6 empty] | Dhok Pathan | 102409 | Talagang Rural |  |  |  |  | Dhok Pathan, Village Naraghi, Pindi Road.
[6 empty] | Madina Town | 102415 | Talagang City |  |  |  |  | Moh: Kachery, Bungla Noor Shah,THQ Sial,Dhok Lasori.
[6 empty] | Dollar | 102416 | Talagang Rural |  |  |  |  | Dollar, Dokdali,Dotandi.
9 |  |  |  |  | 132KV Noorpur Sethi 10/13 MVA Power Transformer T-1 | O/G Kalar Khar | 059701 | K. Khar | 25.10.2025 | 9:00 | 15:00 |  | KALAR KAHAR, KHAIRPUR, RANSIAL, CHUMBI, KHANDOWA, CHAK KHOSHI, KHOHAR BALA,
[6 empty] | Miani | 059704 | K. Khar |  |  |  |  | MIANI,WASNAL,JHAMRA,PAHAR KHAN, GHAI GUFFRAN WALA, MAKHIAL, BUCHAL KHURD
10 | IESCO | GSO ISLAMABAD | SS&TL RAJJAR | Chakwal | 132KV Noorpur Sethi 10/13 MVA Power Transformer T-2 | Padrar | 059704 | Noshaira Fesco | 25-10-2025 | 11:00 | 13:00 | For Cleaning of Bus Coupler | under FESCO
[6 empty] | Istaqlal camp | 059705 | K. Khar |  |  |  |  | ARMY ISTAQLAL CAMP AREA.
[6 empty] | PAF Kalar Khar | 059707 | K. Khar |  |  |  |  | INDEPENDENT ARMY FEEDER.
[6 empty] | Munara | 059702 | K. Khar |  |  |  |  | MUNARA, BUCHAL KALAN,SAR KALAN, MALAN KHURAD, DHURNAKA, NOORPUR,NEELA
[6 empty] | Dharukna | 059708 | K. Khar |  |  |  |  | Dharukna
11 |  |  |  | Chakwal | 132KV Padshahan 20/26 MVA Power Transformer T-1 | Sagalabad | 079103 | Khan Pur | 27.10.2025 | 9:00 | 15:00 | For Annual Maintenance & Protection Testing | Saigalabad, Chak Baqir Shah, Chak Kharak, Dewalian.
[6 empty] | Dudial Rural | 079102 | Dudial-1 |  |  |  |  | Dhoke Dandi, Mona, Dhoke Wadhan, Dhoke Hajian, Punjain.
[6 empty] | Dudial City | 079104 | Dudial-1 |  |  |  |  | Village Jethal, Kot Iqbal, Saraal, Dorray.
[6 empty] | Jand Awan | 079108 | Daultala |  |  |  |  | Jand Awan,Hasola I, Dhoong, Miana Mohra, Dk Shamas, Langah,
[6 empty] | Dudial express | 079110 | Dudial-1 |  |  |  |  | Dhudial City, Village Parhal
[6 empty] | Khan Pur | 079107 | Khan Pur |  |  |  |  | Khanpur, Dhoke Saydan, Takia Shah Murad, Dhoke Faiz Ullah, Bheen.
[5 empty] | 132KV Padshahan 20/26 MVA Power Transformer T-2 | Syed Kasran | 079106 | Mandra | 27-10-2025 | 12:00 | 13:00 | For Cleaning of Bus Coupler | Sang Kalan, Mohra Alho, Syed, Kasran, Turkwal, Nikko.
[6 empty] | Dhoda | 079105 | Khan Pur |  |  |  |  | Dhoda, Joor, Bhubhur, Chah Mal, Dhoke Niazian, Chohan, Diwal, Chabbar Saydan, Pari Durweza, Mohra Kanyal
[6 empty] | C.T.M | 079109 | Dudial-1 |  |  |  |  | Chakwal Textile Mills (C.T.M.) - Pindi Road Chakwal.
[6 empty] | Mulhal Mughlan | 079101 | Khan Pur |  |  |  |  | Mulhal Mughlan, Padshahan, Dhrogi, Nichindi, Ghazial, Jand Khanzada.
[6 empty] | Chakwal Steel | 079112 | Dudial-1 |  |  |  |  | Chakwal Steem Mill
[6 empty] | Dharogi Rajgan | 079113 | Khan Pur |  |  |  |  | Pindi Gujran,Topay,Potochi,Jandala,Ghazial,Maswal.
[6 empty] | Latifal | 79111 | Dudial-1 |  |  |  |  | Latifal, Mogla, Canal Bala,Rawal,Zair,Kot Iqbal,Dhok Alfoo.
12 |  |  |  |  | 132KV Padshahan 20/26 MVA Power Transformer T-2 | Syed Kasran | 079106 | Mandra | 28-10-2025 | 9:00 | 15:00 | For Annual Maintenance & Protection Testing | Sang Kalan, Mohra Alho, Syed, Kasran, Turkwal, Nikko.
[6 empty] | Dhoda | 079105 | Khan Pur |  |  |  |  | Dhoda, Joor, Bhubhur, Chah Mal, Dhoke Niazian, Chohan, Diwal, Chabbar Saydan, Pari Durweza, Mohra Kanyal
[6 empty] | C.T.M | 079109 | Dudial-1 |  |  |  |  | Chakwal Textile Mills (C.T.M.) - Pindi Road Chakwal.
[6 empty] | Mulhal Mughlan | 079101 | Khan Pur |  |  |  |  | Mulhal Mughlan, Padshahan, Dhrogi, Nichindi, Ghazial, Jand Khanzada.
[6 empty] | Chakwal Steel | 079112 | Dudial-1 |  |  |  |  | Chakwal Steem Mill
[6 empty] | Dharogi Rajgan | 079113 | Khan Pur |  |  |  |  | Pindi Gujran,Topay,Potochi,Jandala,Ghazial,Maswal.
[6 empty] | Latifal | 79111 | Dudial-1 |  |  |  |  | Latifal, Mogla, Canal Bala,Rawal,Zair,Kot Iqbal,Dhok Alfoo.
13 |  |  |  | Chakwal | 132KV Dandot 20/26 MVA Power Transformer T-1 | K.S.Mine | 029002 | SDO P.D.Khan | 29.10.2025 | 9:00 | 15:00 | For Annual Maintenance & Protection Testing | Khewra, Chona Pahari, Sohal, Wara Buland Khan.
[6 empty] | ICI | 029006 | P.D.Khan |  |  |  |  | ICI independent Feder
[6 empty] | Lilla | 029008 | SDO Lilla |  |  |  |  | Dok burj, Lilla Town, Lilla Barwana, Lilla Bhera, Lilla Hindwana, Dhudi Thall, Peer Khara, Dk. Awan, Kandwal, Jaithal
[6 empty] | P.d.Khan | 029005 | P.D.Khan |  |  |  |  | P.D.Khan City, Sahotra, Hattar, Pithar Kalan, Pithar Naddi, Chanan Pur, Dhok Gola, Jhugian
[6 empty] | Katchery | 029009 | P.D.Khan |  |  |  |  | Mandi Muhammad Sadique, Kotla Shah Kamir,sehotra,Hattar, Pither Nidi, Pither Kalan.
14 |  |  |  |  | 132KV Dandot 10/13 MVA power Transformer T-2 | Duffer | 029001 | Duryla Jalb |  | 12:00 | 13:00 | For Cleaning of Bus Coupler | Duffer, Qamer,Usmansharif,Sodi Gujjar,Dudian,Papra,Kaslian.
[6 empty] | Ahmedabad | 029003 | SDO Lilla |  |  |  |  | Kora Choran,Golpur,Bilowal,Soharaba,Author, Ahmedabad.
[6 empty] | NCI/TOBA | 029004 | SDO Lilla |  |  |  |  | NCI independent
15 |  |  |  | Chakwal | 132KV Dandot 10/13 MVA power Transformer T-2 | Duffer | 029001 | Duryla Jalb | 30-10-2025 | 9:00 | 15:00 | For Annual Maintenance & Protection Testing | Duffer, Qamer,Usmansharif,Sodi Gujjar,Dudian,Papra,Kaslian.
[6 empty] | Ahmedabad | 029003 | SDO Lilla |  |  |  |  | Kora Choran,Golpur,Bilowal,Soharaba,Author, Ahmedabad.
[6 empty] | NCI/TOBA | 029004 | SDO Lilla |  |  |  |  | NCI independent
ANNUAL MAINTENACE SCHEDULE OF POWER TRANSFORMERS FOR THE MONTH OF 11-2025 UNDER SS&TL DIVISION IESCO Islamabad
1 | IESCO | GSO Circle | SS&TL ISD | RE Rawal | Power Transformer T-1 (20/26 MVA) At 132KV GSS F-6 | following 11kv feedeers will be affect during this shutdown |  |  | 01-11-2025 | 09:00 | 15:00 | Annual Maintenance | following 11kv feedeers will be affect during this shutdown
[6 empty] | F-7/2 | 86403 | F-6 |  |  |  |  | Federal Public Service Comission
[6 empty] | Parbat road | 86404 | F-6 |  |  |  |  | Saudi Tower and Tariq Aziz House
[6 empty] | F-6 Blue Area | 86401 | F-6 |  |  |  |  | F-6 Blue Area
[6 empty] | F-6/1 | 86402 | F-6 |  |  |  |  | Jinnah Avenue from Razia Sharif Plaza to Rizwan Plaza and Citi Bank upto Khabir Plaza
[6 empty] | Jinnah Supper | 86411 | F-6 |  |  |  |  | Shaheed Millat F-6/4 & Portion of Super Mkt. 2nd source to IESCO Computer Center
[6 empty] | NIC | 86415 | F-6 |  |  |  |  | Saudi Tower and Tariq Aziz House
[6 empty] | FPSC | 86414 | F-6 |  |  |  |  | PHA Flats at G-8/4
2 | IESCO | GSO Circle | SS&TL ISD | RE Rawal | Power Transformer T-2 (31.5/40 MVA) At 132KV GSS F-6 | following 11kv feedeers will be affect during this shutdown |  |  | 1-11-2025 | 12:00 | 13:00 | For Cleaning of Bus Coupler | following 11kv feedeers will be affect during this shutdown
[6 empty] | Jinah Evenue | 86405 | F-6 |  |  |  |  | Blue area
[6 empty] | Shaheed Millat | 86406 | F-6 |  |  |  |  | Minister Residences (Exempted)
[6 empty] | Saudi Tower | 86407 | F-6 |  |  |  |  | Blue area
[6 empty] | PHA | 86408 | G-7 |  |  |  |  | MC & BC Building
[6 empty] | Gulshan a Jinnah | 86409 | F-6 |  |  |  |  | B/Area from Ghousa Plaza to ABL Building and Telenor building
[6 empty] | Minister Enclave | 86410 | F-6 |  |  |  |  | Minister Residences (Exempted)
[6 empty] | Stock Exchange | 86413 | F-6 |  |  |  |  | Stock exchange building
[6 empty] | New Marvi | 86412 | F-6 |  |  |  |  | Portion of F-7
3 | IESCO | GSO Circle | SS&TL ISD | AET-No.II | 132KV GSS G-13 Power Transformer T-3 (20/26 MVA) | Following 11KV Feeders willl be affect during this shutdwon |  |  | 01-11-2025 | 09:00 | 15:00 | Annual Maintenance |  | In case of Cancellation of F-6 T-1 S-Down
[6 empty] | Mera Jafar | 106710 | G-11 |  |  |  |  | Mera Jafar
[6 empty] | G-14/2 | 106711 | G-11 |  |  |  |  | G-14/2
[6 empty] | G-14/4 Residentail | 106712 | G-11 |  |  |  |  | G-14/4 Residentail
4 | IESCO | GSO Circle | SS&TL ISD | RE Rawal | Power Transformer T-2 (31.5/40 MVA) At 132KV GSS F-6 | following 11kv feedeers will be affect during this shutdown |  |  | 2-11-2025 | 09:00 | 16:00 | Annual Maintenance | following 11kv feedeers will be affect during this shutdown
[6 empty] | Jinah Evenue | 86405 | F-6 |  |  |  |  | Blue area
[6 empty] | Shaheed Millat | 86406 | F-6 |  |  |  |  | Minister Residences (Exempted)
[6 empty] | Saudi Tower | 86407 | F-6 |  |  |  |  | Blue area
[6 empty] | PHA | 86408 | G-7 |  |  |  |  | MC & BC Building
[6 empty] | Gulshan a Jinnah | 86409 | F-6 |  |  |  |  | B/Area from Ghousa Plaza to ABL Building and Telenor building
[6 empty] | Minister Enclave | 86410 | F-6 |  |  |  |  | Minister Residences (Exempted)
[6 empty] | Stock Exchange | 86413 | F-6 |  |  |  |  | Stock exchange building
[6 empty] | New Marvi | 86412 | F-6 |  |  |  |  | Portion of F-7
5 | IESCO | GSO Circle | SS&TL ISD | AE(T) No.2 | Power Transformer T-1 (20/26 MVA) 132KV GSS D-12 | Following 11kv feeders will be affect during this shutdown |  |  | 02-11-2025 | 09:00 | 15:00 | Annual Maintenance |  | In case of Cancellation of F-6 T-2 S-Down
[6 empty] | FECHS (E-11/2) | 104003 | F-11 |  |  |  |  | FECHS Sector (E-11/2)
[6 empty] | D-12/2 | 104002 | F-11 |  |  |  |  | SectorD-12/2
[6 empty] | D-12/1 | 104001 | F-11 |  |  |  |  | Sector D-12/1
[6 empty] | Services | 104005 | F-11 |  |  |  |  | Services Society
[6 empty] | Shah Allah Ditta | 104011 | F-11 |  |  |  |  | SHAH ALLAH DITTA PIND SIRISARAL,PIND SANGRIYAL
[6 empty] | Northern Strip E-11 | 104013 | F-11 |  |  |  |  | Northern Strip E-11
[6 empty] | Northern Strip -2 | 104014 | F-11 |  |  |  |  | Northern Strip -2
6 | IESCO | GSO Circle | SS&TL ISD | AE(T) No.I | PowerTransformer T-1 (31.5/40 MVA) at 132KV GSS Pirwadhai | following 11kv feedeers will be affect during this shutdown |  |  | 3-11-2025 | 09:00 | 15:00 | Annual Maintenance
[6 empty] | Industrial | 43301 | PirWadhai |  |  |  |  | Industrial Area, Chak Madad Khan, Sultan Abad.
[6 empty] | Pirwadhai | 43316 | PirWadhai |  |  |  |  | Pirwadhai, Fauji Cly, Zia Haq Cly, Ali Market, Awan Market & K.B.S.S.
[6 empty] | Mongtal | 43303 | PirWadhai |  |  |  |  | Khadda Market.Dk Najoo,Hazar Cly, Dk. Mangtal, Tohid Road.
[6 empty] | Madian Colony | 43334 | PirWadhai |  |  |  |  | Madina Colony
[6 empty] | Bagh Sardaran | 43326 | Ashgar Mal |  |  |  |  | Bagh Sardaran, Dhoke Dalal, and surrounduing area
[6 empty] | Misriyal Road | 43318 | Westrdge |  |  |  |  | Misrial road
[6 empty] | Quaid Abad | 43324 | khiyban -a-sir syed |  |  |  |  | Quaid Abad, Bokra Road, Hazara Cly.
[6 empty] | D.M Mill | 43312 | PirWadhai |  |  |  |  | DM Textile
7 | IESCO | GSO Circle | SS&TL ISD |  | Power Transformer T-2 (31.5/40 MVA) At 132KV GSS PirWadhai | following 11kv feedeers will be affect during this shutdown |  |  | 03-11-2025 | 12:00 | 13:00 | For Cleaning of Bus Coupler | following 11kv feedeers will be affect during this shutdown
[6 empty] | Race course | 43305 | Westrdge |  |  |  |  | APS, Zikria Road St. 2,3 &5 Nisar Road, Bakery Chowk, Railway Schem No. 5 &6 Karbala Gate and Sher Dil Mess
[6 empty] | Askari-11 | 43325 | Westrdge |  |  |  |  | Askari XI Housing Society.
[6 empty] | AFIRM | 43322 | MES |  |  |  |  | Exempted
[6 empty] | M/ABAD | 43310 | khiyban -a-sir syed |  |  |  |  | Bangesh Cly,Main Road Pirwadhai, Boring Road, Dk,Safoo.
[6 empty] | Iqbal Road | 43306 | PirWadhai |  |  |  |  | Range Road, Westridge, Industrial Area, Iqbal Road, Habib Cly.
[6 empty] | Gulshan Abad | 43308 | Ganj Mandi |  |  |  |  | Dalgran Bazar, Moh Worhshopi, Jamial Masjid Rd, Kalan Bazar,
[6 empty] | Gulzar shaheed | 43328 | khiyban -a-sir syed |  |  |  |  | Moh Loharan, Dk Darzian, Dk Hassu.
[6 empty] | Cobe Line | 43329 | MES |  |  |  |  | MES Quarters
8 | IESCO | GSO Circle | SS&TL ISD |  | Power Transformer T-2 (31.5/40 MVA) At 132KV GSS PirWadhai | following 11kv feedeers will be affect during this shutdown |  |  | 4-11-2025 | 09:00 | 15:00 | Annual Maintenance | following 11kv feedeers will be affect during this shutdown
[6 empty] | Race course | 43305 | Westrdge |  |  |  |  | APS, Zikria Road St. 2,3 &5 Nisar Road, Bakery Chowk, Railway Schem No. 5 &6 Karbala Gate and Sher Dil Mess
[6 empty] | Askari-11 | 43325 | Westrdge |  |  |  |  | Askari XI Housing Society.
[6 empty] | AFIRM | 43322 | MES |  |  |  |  | Exempted
[6 empty] | M/ABAD | 43310 | khiyban -a-sir syed |  |  |  |  | Bangesh Cly,Main Road Pirwadhai, Boring Road, Dk,Safoo.
[6 empty] | Iqbal Road | 43306 | PirWadhai |  |  |  |  | Range Road, Westridge, Industrial Area, Iqbal Road, Habib Cly.
[6 empty] | Gulshan Abad | 43308 | Ganj Mandi |  |  |  |  | Dalgran Bazar, Moh Worhshopi, Jamial Masjid Rd, Kalan Bazar,
[6 empty] | Gulzar shaheed | 43328 | khiyban -a-sir syed |  |  |  |  | Moh Loharan, Dk Darzian, Dk Hassu.
[6 empty] | Cobe Line | 43329 | MES |  |  |  |  | MES Quarters
9 | IESCO | GSO Circle | SS&TL ISD | RE-I-8 | 132KV GSS Tramri Power Transformer T-2 (31.5/40MVA) | Following 11KV Feeders willl be affect during this shutdwon |  |  | 05-11-2025 | 09:00 | 15:00 | Annaual Maintenance | Follwing area will be afffect during this shutdwon
[6 empty] | Chatta Bakhtawar | 105507 | Tarlai |  |  |  |  | Chatta Bakhtawar
[6 empty] | Comsat Univeristy | 105508 | Tarlai |  |  |  |  | Comsat Univeristy
[6 empty] | CM PK Zong | 105509 | Barakao Urban |  |  |  |  | CM PK Zong
[6 empty] | Khana East | 105510 | KHANA DAK |  |  |  |  | Khana East
[6 empty] | Rehra | 105511 | Barakao Urban |  |  |  |  | Rehra
[6 empty] | Ghori garden | 105513 | Tarlai |  |  |  |  | Ghori garden
[6 empty] | Khana -2 | 105514 | Gangal |  |  |  |  | Khana -2
[6 empty] | Azad Shaheed | 105512 | Tarlai |  |  |  |  | Azad Shaheed
[6 empty] | Kund Ragan | 105522 | Tarlai |  |  |  |  | Kund Ragan
[6 empty] | Sharif abad | 105521 | Tarlai |  |  |  |  | Sharif abad
10 | IESCO | GSO | SS&TL ISD | AE(T) No.I | Power Transformer T-1 (31.5/40MVA ) At 132KV GSS I-10 | following 11kv feedeers will be affect during this shutdown |  |  | 8-11-2025 | 09:00 | 15:00 | Annual Maintenance | following 11kv feedeers will be affect during this shutdown
[6 empty] | Mumtaz Steel | 6426 | I-9 |  |  |  |  | Following 11KV feeders will be affect during this shutdown.
[6 empty] | Potohar Steel | 6428 | I-9 |  |  |  |  | Mumtaz steel independent
[6 empty] | Banni | 6404 | Ashgar Mal |  |  |  |  | Potohar Steel (Independent)
[6 empty] | M.Steel Mill | 6424 | I-10 |  |  |  |  | Banni,Quhoti Baszar, Said Pur Road ,Jimia Masjid Road, Mohallah Imam Bara
[6 empty] | Inter School | 6406 | I-9 |  |  |  |  | Modern Steel Mill
[6 empty] | S.H Steel | 6425 | I-9 |  |  |  |  | American School H-9, PTCL, NUML
[6 empty] | Capital Steel | 6414 | I-9 |  |  |  |  | S H Steel (Independent)
[6 empty] | New PTN | 6436 | I-9 |  |  |  |  | New PTN
[6 empty] | Muhammadi Chowk | 6438 | khiyban -a-sir syed |  |  |  |  | Muhammadi Chowk
[6 empty] | Ameen Town | 6437 | khiyban -a-sir syed |  |  |  |  | Ameen Town
[6 empty] | I-10/1 | 6432 | I-10 |  |  |  |  | Capital Steel (Independent)
[6 empty] | Faisal floor Mill | 6433 | I-10 |  |  |  |  | FAYSAL FLOOR MILL
[6 empty] | Noor Floor Mill | 6434 | I-10 |  |  |  |  | Noor Floor Mill
11 | IESCO | GSO Circle | SS&TL ISD | AET-No.1 | 132KV GSS H-11 Power Transformer T-1 (31.5/40MVA) | Following 11KV Feeders willl be affect during this shutdwon |  |  | 11-11-2025 | 09:00 | 15:00 | Annaual Maintenance | Follwing area will be afffect during this shutdwon
[6 empty] | PTCL | 72728 | I-9 |  |  |  |  | PTCL
[6 empty] | I-10/2 | 72704 | I-10 |  |  |  |  | Sector I-10/2
[6 empty] | Fazal Ghee Mill | 72705 | I-9 |  |  |  |  | Marble factories, U-fone, CTI, Capital Steel, Mumtaz Steel, Pak Steel
[6 empty] | CWO | 72708 | G-9 |  |  |  |  | KRL Hospital
[6 empty] | Kidney Centre | 72709 | I-10 |  |  |  |  | Kidney Center
[6 empty] | I-11/3 | 72717 | I-10 |  |  |  |  | Sector I-11/3 & I-11/2
[6 empty] | Metro | 72724 | I-10 |  |  |  |  | Metro cash and carry
[6 empty] | NDC-2 | 72718 | I-10 |  |  |  |  | NDC-2
[6 empty] | G-9/1 | 72706 | G-9 |  |  |  |  | Sector G-9/1
[6 empty] | New Exchange | 72719 | I-10 |  |  |  |  | Main Road St#2, St # 6 & St # 7
12 | IESCO | GSO Circle | SS&TL ISD | AET-No.1 | 132KV GSS H-11 Power Transformer T-2 (31.5/40MVA) | Following 11KV Feeders willl be affect during this shutdwon |  |  | 12-11-2025 | 09:00 | 15:00 | Annaual Maintenance | Follwing area will be afffect during this shutdwon
[6 empty] | G-10 MKZ | 72720 | G-9 |  |  |  |  | G-10 MKZ
[6 empty] | G-10/1 | 72703 | G-9 |  |  |  |  | G-10/1 Sector
[6 empty] | Islamic Uni | 72710 | I-10 |  |  |  |  | Islamic Univiersity
[6 empty] | H-11/4 | 72738 | G-9
[6 empty] | G-10/2 , Captain Taimoor | 72711 | G-9 |  |  |  |  | G-10/2 Sector
[6 empty] | NDC-1 | 72712 | I-10 |  |  |  |  | NDC-1 Lab
[6 empty] | PHA-1 | 72713 | G-11 |  |  |  |  | PHA flats I& 2
[6 empty] | Eid Gah | 72714 | Asgher Mal |  |  |  |  | Eid Gah Mohallah, Mohallah Raja Sultan, Imam Bara Mohallah and surrounding areas.
[6 empty] | Dhoke Najo | 72715 | Khiyban sir Syed |  |  |  |  | Dk Najoo, K.B.Sir Syed, Sector & 4 A, Qasim Market.
[6 empty] | Raja Sultan | 72716 | F-Block |  |  |  |  | Moh.Raja Sultan,Saidpur Scheme No 1, E.Block And Surrounding Area
[6 empty] | SES | 72731 | G-9 |  |  |  |  | I-9 Consumer feeder
[6 empty] | AQ Khan | 72732 | I-10 |  |  |  |  | AQ khan labs
[6 empty] | U-Phone | 72733 | G-9 |  |  |  |  | U-Phone Office
[6 empty] | Safe City-1 | 72734 | I-10 |  |  |  |  | Safe city -1
13 | IESCO | GSO Circle | SS&TL ISD | AET-No.1 | 132KV GSS H-11 Power Transformer T-1 (31.5/40MVA) | Following 11KV Feeders willl be affect during this shutdwon |  |  | 12-11-2025 | 12:00 | 13:00 | Annual Maintenacne of Bus Coupler | Follwing area will be afffect during this shutdwon
[6 empty] | PTCL | 72728 | I-9 |  |  |  |  | PTCL
[6 empty] | I-10/2 | 72704 | I-10 |  |  |  |  | Sector I-10/2
[6 empty] | Fazal Ghee Mill | 72705 | I-9 |  |  |  |  | Marble factories, U-fone, CTI, Capital Steel, Mumtaz Steel, Pak Steel
[6 empty] | CWO | 72708 | G-9 |  |  |  |  | KRL Hospital
[6 empty] | Kidney Centre | 72709 | I-10 |  |  |  |  | Kidney Center
[6 empty] | I-11/3 | 72717 | I-10 |  |  |  |  | Sector I-11/3 & I-11/2
[6 empty] | Metro | 72724 | I-10 |  |  |  |  | Metro cash and carry
[6 empty] | NDC-2 | 72718 | I-10 |  |  |  |  | NDC-2
[6 empty] | G-9/1 | 72706 | G-9 |  |  |  |  | Sector G-9/1
[6 empty] | New Exchange | 72719 | I-10 |  |  |  |  | Main Road St#2, St # 6 & St # 7
14 | IESCO | GSO | SS&TL ISD | AE(T)No.I | Power Transformer T-3 (31.5/40 MVA) At 132KV GSS Satellite Town | Following 11KV Feeders willl be affect during this shutdwon |  |  | 13-11-2025 | 09:00 | 15:00 | Annual Maintenance | Following 11KV Feeders willl be affect during this shutdwon
[6 empty] | Ojri Camp | 95832 | Chandni chowk |  |  |  |  | Ojri Camp
[6 empty] | Afandi Colony | 95808 | Chandni chowk |  |  |  |  | S/Abad,M.Town,Afandi Colony,And Surrounding Area.
[6 empty] | Said pur Road | 95801 | F-Block |  |  |  |  | Pindora,7th Road,Saidpur Road,B-Block and surrounding area
[6 empty] | Faizabad | 95813 | Chandni chowk |  |  |  |  | Shamasabad,Gulshan Dadan, Murree Road,Faizabad
[6 empty] | Sadiq abad | 95815 | Chandni chowk |  |  |  |  | Pindora,7th Road,Saidpur Road,B-Block and surrounding area
[6 empty] | Noor Muhamad Road | 95817 | Gangal |  |  |  |  | Khurram Cly, Behari Cly, Sohan Cly, Band Khanna Road, Service Road.
[6 empty] | Dhoke Khaba | 95821 | committee chowk |  |  |  |  | Dhoke Khabba , Committee Chowk, Dk Ellahi Bux
[6 empty] | Malk abad | 95812 | F-Block |  |  |  |  | Malk abad plaza
[6 empty] | Crickt Stadium | 95816 | Chandni chowk |  |  |  |  | Crickt Stadium
15 | IESCO | GSO Circle | SS&TL ISD | RE Rawal | Power Transformer T-3 (20/26 MVA) At 132KV GSS F-6 | following 11kv feedeers will be affect during this shutdown |  |  | 15-11-2025 | 9:00 | 14:00 | Annual Maintenance | following 11kv feedeers will be affect during this shutdown
[6 empty] | PTET | 86416 | F-6 |  |  |  |  | PTET Building
[6 empty] | MCBC | 86418 | F-6 |  |  |  |  | MC & BC Building
[6 empty] | China Chowk | 86417 | F-6 |  |  |  |  | Sauidi building
[6 empty] | Super Mkt | 86419 | F-6 |  |  |  |  | Super market andf surrounding
[6 empty] | Babul ul islam | 86420 | F-6 |  |  |  |  | Jinnah super and surrounding
[6 empty] | Shamas | 86421 | F-6 |  |  |  |  | Portion of F-7
[6 empty] | Pak Sec: No.3 | 86423 | F-6 |  |  |  |  | Pak Sec: No.3
[6 empty] | Pak Sec: No.4 | 86424 | F-6 |  |  |  |  | Pak Sec: No.4
[6 empty] | State Liffe | 86426 | F-6 |  |  |  |  | State Liffe
[6 empty] | NDR F-6/4 | 86422 | F-6 |  |  |  |  | State Liffe
16 | IESCO | GSO | SS&TL ISD | AE(T) No.I | Power Transformer T-1 (20/260 MVA ) At 132KV GSS Gangal | Following 11kv feeders will be affect during this shutdown |  |  | 15-11-2025 | 09:00 | 14:00 | Annual Maintenance | Following 11kv feeders will be affect during this shutdown | In case of Cancellation F-6 T-3 S-Down
[6 empty] | Japan Road | 110901 | Rawat |  |  |  |  | Japan Road
[6 empty] | Koral | 110905 | KHANA DAK |  |  |  |  | Koral
[6 empty] | Jinnah Garden-1 | 110906 | Rawat |  |  |  |  | Jinnah Garden-1
[6 empty] | Jinnah Garden-2 | 110907 | Rawat |  |  |  |  | Jinnah Garden-2
[6 empty] | UC-Road | 110908 | KHANA DAK |  |  |  |  | UC-Road
[6 empty] | River Garden | 110909 | Korang |  |  |  |  | River Garden
17 | IESCO | GSO | SS&TL ISD | AE(T) No.2 | Power Transformer T-1 (20/26 MVA ) At 132KV GSS E-8 | Following 11KV Feeders willl be affect during this shutdwon |  |  | 16-11-2025 | 09:00 | 14:00 | Annual Maintenance | Following 11KV Feeders willl be affect during this shutdwon
[6 empty] | shaheen | 75509 | F-8 |  |  |  |  | PAF
[6 empty] | E-8 Navy | 75501 | F-8 |  |  |  |  | F-8, F-8/3 & Faisal Mosque
[6 empty] | NHQ | 75506 | F-8 |  |  |  |  | N.H.Q
[6 empty] | Silver OAKS | 75517 | F-8 |  |  |  |  | Silver Oaks
[6 empty] | NDC | 75503 | F-8 |  |  |  |  | N.D.U National Defense University
[6 empty] | NIC | 75504 | F-6 |  |  |  |  | NIC Building, Half Portion of F-7/1
[6 empty] | C. R flats | 75516 | F-8 |  |  |  |  | Centaurs Resident flats
[6 empty] | NHQ-2 | 75515 | F-8 |  |  |  |  | N.H.Q-2
18 | IESCO | GSO | SS&TL ISD | AE(T) No.II | Power Transformer T-2 (20/26 MVA ) At 132KV GSS E-8 | following 11kv feedeers will be affected |  |  | 16-11-2025 | 12:00 | 13:00 | For Cleaning of Bus Coupler
[6 empty] | PAF | 75507 | F-8 |  |  |  |  | PAF Complex
[6 empty] | Al Mustafa Tower | 75508 | F-8 |  |  |  |  | MUSTAFA TOWER , PARK TOWER
[6 empty] | E-7 | 75505 | F-6 |  |  |  |  | Sector E-7, Portion of F-7/3
[6 empty] | F-8/3 | 75502 | F-8 |  |  |  |  | F-8/3 & E-8 Portion
[6 empty] | Crotyial Hotel | 75510 | F-8 |  |  |  |  | Portion of F-8/Markza, F-8/1 & F-8/2
[6 empty] | Air UNI | 75511 | F-8 |  |  |  |  | Air University
[6 empty] | Madian MKT | 75512 | F-8 |  |  |  |  | F-8/2 PORTION /F-8/1 & F-8/3
[6 empty] | Abbasia MKt | 75513 | F-8 |  |  |  |  | F-8 MARKAZ / F-8/2 PORTION
[6 empty] | Centurus Shoping Mal | 75514 | F-8 |  |  |  |  | Centurus Shoping Mal
19 | IESCO | GSO Circle | SS&TL ISD | RE-I-8 | 132KV GSS Tramri Power Transformer T-3 (10/13 MVA) | Following 11KV Feeders willl be affect during this shutdwon |  |  | 17-11-2025 | 09:00 | 15:00 | annaul maintenance | Follwing area will be afffect during this shutdwon
[6 empty] | Park Enclave-1 | 105518 | Tarlai |  |  |  |  | Park Enclave-1
[6 empty] | PHA-1 | 105519 | Barakao Urban |  |  |  |  | PHA-1
[6 empty] | Isolation Hospital | 105520 | Barakao Urban |  |  |  |  | Isolation Hospital
[6 empty] | PHA-II |  | Barakao Urban |  |  |  |  | PHA-II
[6 empty] | KHAREPARR | 105523 | TARLAI |  |  |  |  | KHAREPARR
[6 empty] | Waris Haveli | 105524 | TARLAI |  |  |  |  | Waris Haveli
[6 empty] | Scheme-1 | 105525 | TARLAI |  |  |  |  | Scheme-1
[6 empty] | King Hammad Uni. | N.a | [5 empty] | King Hammad Uni.
20 | IESCO | GSO Circle | SS&TL ISD | AET-No.1 | 132KV GSS H-11 Power Transformer T-3 (31.5/40MVA) | Following 11KV Feeders willl be affect during this shutdwon |  |  | 18-11-2025 | 09:00 | 15:00 | Annaual Maintenance
[6 empty] | Safe City-2 | 72735 | I-10 |  |  |  |  | Safe City-2
[6 empty] | PHA | 72726 | I-10 |  |  |  |  | PHA
[6 empty] | Police Line | 72727 | I-10 |  |  |  |  | Police Line
[6 empty] | EOBI | 72729 | G-9 |  |  |  |  | EOBI
[6 empty] | Ali Mkt | 72725 | khiyban -a-sir syed |  |  |  |  | Ali Mkt
[6 empty] | Auto Workshop | 72721 | I-10 |  |  |  |  | Auto Workshop
[6 empty] | Nust | 72722 | [5 empty] | Nust
[6 empty] | Bela Road | 72723 | G-11 |  |  |  |  | Bela Road
[6 empty] | ICT | 72730 | G-9 |  |  |  |  | ICT
[6 empty] | Bahria Universtiy | 72736 | I-10 |  |  |  |  | Bahria Universtiy
[6 empty] | NISCOM | 72737 | I-10 |  |  |  |  | NISCOM
[6 empty] | Air university | 72739 | I-10 |  |  |  |  | Air university
21 | IESCO | GSO Circle | SS&TL ISD | AE(T) No.2 | Power Transformer T-1 (20/26 MVA) at 132KV GSS NPF | Following 11KV Feeders willl be affect during this shutdwon |  |  | 19-11-2025 | 9:00 | 15:00 | Annual Maintenance
[6 empty] | Navy-1 | 90009 | Nilore |  |  |  |  | Navy-1
[6 empty] | PWD-2 | 90015 | Korang |  |  |  |  | PWD-2
[6 empty] | Sawan Gardn-2 | 90008 | Korang |  |  |  |  | Sawan Gardn-2
[6 empty] | FECHS | 90001 | Korang |  |  |  |  | FECHS
[6 empty] | CBR-1 | 90012 | Korang |  |  |  |  | CBR-1
[6 empty] | Doctor town | 90016 | Korang |  |  |  |  | Doctor town
22 | IESCO | GSO Circle | SS&TL ISD | AE(T) No.I | Power Transformer T-1 (31.5/40 MVA) at 132KV GSS F-11 | Following 11KV Feeders willl be affect during this shutdwon |  |  | 20-11-2025 | 09:00 | 15:00 | Annual Maintenance
[6 empty] | G-11/1 | 69205 | G-11 |  |  |  |  | Sector G-11/1
[6 empty] | F-10 | 69203 | F-8 |  |  |  |  | feed through F-10/4 (T-2 F-11 GSS)
[6 empty] | Golra | 69207 | G-11 |  |  |  |  | partially feeded through Bela road (H-11 GSS)
[6 empty] | F-11/1 | 69202 | F-11 |  |  |  |  | feed through Golden Hight (T-1 F-11 GSS)
[6 empty] | G-11/2 | 69206 | G-11 |  |  |  |  | Sector G-11/2
[6 empty] | F-9 Park | 69212 | F-8 |  |  |  |  | feed through new F-9 PARK ( G-9 GSS)
[6 empty] | Golden Hight | 69215 | F-11 |  |  |  |  | feed through F-11 Towers ( T-2 F-11 GSS)
[6 empty] | G-11/3 | 69213 | G-11 |  |  |  |  | Sector G-11/3
[6 empty] | G-11/4 | 69214 | G-11 |  |  |  |  | feed through G-11 Mkz ( T-2 F-11 GSS)
[6 empty] | GHQ | 69217 | F-8 |  |  |  |  | G.H.Q & M tower
[6 empty] | Khuda Dad Hights | 69224 | f-11 |  |  |  |  | Tower Khudadad Hights
[6 empty] | PHA | 69225 | G-11 |  |  |  |  | PHA-2
[6 empty] | Warda Hamna | 69231 | G-11 |  |  |  |  | Warda Hamna
23 | IESCO | GSO Circle | SS&TL ISD | AE(T) No.I | Power Transformer T-2 (31.5/40 MVA) at 132KV GSS F-11 | Following 11KV Feeders willl be affect during this shutdwon |  |  | 20-11-2025 | 12:00 | 13:00 | For Cleaning of Bus Coupler
[6 empty] | M.Tower | 69208 | f-8 |  |  |  |  | feed through Silver Oks (E-8 GSS)
[6 empty] | F-11/3 | 69209 | F-11 |  |  |  |  | feed through F-10/2 (T-2 F-11 GSS)
[6 empty] | F-10/2 | 69210 | f-8 |  |  |  |  | feed through F-11/4 (T-2 F-11 GSS)
[6 empty] | F-11 MKZ | 69211 | F-11 |  |  |  |  | feed through F-11/1 (T-1 F-11 GSS)
[6 empty] | F-10/4 | 69221 | F-8 |  |  |  |  | feed through F-10 (T-1 F-11 GSS) Azeez Chowk (Zero Point GSS) & also From G-9 Grid station new aziz chowk
[6 empty] | F-11/2 | 69216 | F-11 |  |  |  |  | feed through F-11/1 (T-1 F-11 GSS)
[6 empty] | F-11/4 | 69218 | F-11 |  |  |  |  | feed through F-11/1 (T-1 F-11 GSS)
[6 empty] | G-11 Mkz | 69222 | G-11 |  |  |  |  | feed through G-11/4 (T-1 F-11 GSS)
[6 empty] | F-11 Tower | 69220 | F-11 |  |  |  |  | feed through Golden Hight (T-1 F-11 GSS)
24 | IESCO | GSO | SS&TL ISD | RE Zero point | Power Transformer T-1 (31.5/40MVA ) At 132KV GSS Zero Point | following 11kv feedeers will be affect during this shutdown |  |  | 22-11-2025 | 09:00 | 15:00 | Annual Maintenance | following 11kv feedeers will be affect during this shutdown
[6 empty] | G-8 | 22326 | G-7 |  |  |  |  | T&T Colony, G-8/2, Tipu Market
[6 empty] | vip | 22320 | F-6 |  |  |  |  | Exempted (Standby source for VIPs)
[6 empty] | Marvi | 22317 | G-7 |  |  |  |  | G-7/4, G-7/2, Sitra Mkt G-7/1
[6 empty] | Iqbal Town | 22314 | G-6 |  |  |  |  | vill:Sohan. Raja Imran
[6 empty] | Sitra Mkt | 22301 | G-7 |  |  |  |  | Sitra Mkt, G-7/1 ,G-7/2 & G-7/4
[6 empty] | High Way | 22315 | Khana Dak |  |  |  |  | New Shakrail , Khanna Dak, Sch-II, Tarlai Khurd
[6 empty] | Faisal Masjid | 22310 | F-8 |  |  |  |  | PORTION OF F-8/4, F-8/1 & F-8/3
[6 empty] | HC-2 | 22309 | F-8 |  |  |  |  | Hospital Complex
[6 empty] | G-8 MKZ | 22338 | G-7 |  |  |  |  | SECTOR G-8/3
[6 empty] | Ayub MKT | 22318 | F-8 |  |  |  |  | AYUB MKT. PORTION OF F-8/1, F-8/3 & F-8/4
[6 empty] | NPCC | 22323 | I-9 |  |  |  |  | NPCC (INDEPENDENT)
[6 empty] | Shifa | 22341 | I-9 |  |  |  |  | Shifa hospital independent
[6 empty] | H-8 Colony | 22339 | I-9 |  |  |  |  | Grid Colony
25 | IESCO | GSO Circle | SS&TL ISD | AE(T) No.I | Power Transformer T-2 (31.5/40 MVA) at 132KV GSS F-11 | Following 11KV Feeders willl be affect during this shutdwon |  |  | 24-11-2025 | 09:00 | 15:00 | Annual Maintenance
[6 empty] | M.Tower | 69208 | f-8 |  |  |  |  | feed through Silver Oks (E-8 GSS)
[6 empty] | F-11/3 | 69209 | F-11 |  |  |  |  | feed through F-10/2 (T-2 F-11 GSS)
[6 empty] | F-10/2 | 69210 | f-8 |  |  |  |  | feed through F-11/4 (T-2 F-11 GSS)
[6 empty] | F-11 MKZ | 69211 | F-11 |  |  |  |  | feed through F-11/1 (T-1 F-11 GSS)
[6 empty] | F-10/4 | 69221 | F-8 |  |  |  |  | feed through F-10 (T-1 F-11 GSS) Azeez Chowk (Zero Point GSS) & also From G-9 Grid station new aziz chowk
[6 empty] | F-11/2 | 69216 | F-11 |  |  |  |  | feed through F-11/1 (T-1 F-11 GSS)
[6 empty] | F-11/4 | 69218 | F-11 |  |  |  |  | feed through F-11/1 (T-1 F-11 GSS)
[6 empty] | G-11 Mkz | 69222 | G-11 |  |  |  |  | feed through G-11/4 (T-1 F-11 GSS)
[6 empty] | F-11 Tower | 69220 | F-11 |  |  |  |  | feed through Golden Hight (T-1 F-11 GSS)
26 | IESCO | GSO | SS&TL ISD | AE(T) No.I | Power Transformer T-2 (20/260 MVA ) At 132KV GSS Gangal | Following 11kv feeders will be affect during this shutdown |  |  | 25-11-2025 | 09:00 | 15:00 | Annual Maintenance | Following 11kv feeders will be affect during this shutdown
[6 empty] | Sawan Garden-1 | 110902 | Korang |  |  |  |  | Sawan Garden-1
[6 empty] | Sawan Garden-2 | 110903 | Korang |  |  |  |  | Sawan Garden-2
[6 empty] | River Garden | 110904 | Korang |  |  |  |  | River Garden
27 | IESCO | GSO | SS&TL ISD | RE Zero point | Power Transformer T-2 (31.5/40MVA ) At 132KV GSS Zero Point | following 11kv feedeers will be affect during this shutdown |  |  | 26-11-2025 | 09:00 | 15:00 | Annual Maintenance | following 11kv feedeers will be affect during this shutdown
[6 empty] | Aziz Chowk | 22324 | F-8 |  |  |  |  | F-10/1 & F-10/4
[6 empty] | H-8 | 22325 | I-9 |  |  |  |  | FBISE, NIBAF, CITY SCHOOL
[6 empty] | Tarlai | 22333 | I-9 |  |  |  |  | Tarlai and surrounding areas
[6 empty] | F-7 | 2236 | F-6 |  |  |  |  | Blue Area (Fazal-e-Haq Rd Razia Sh Plaza to Khabar Plaza)
[6 empty] | ADBP | 22305 | G-7 |  |  |  |  | Independent
[6 empty] | Wapda Colony | 22304 | G-7 |  |  |  |  | G-7/1 & G-7/4, Newspaper press
[6 empty] | Aabpara | 22303 | G-6 |  |  |  |  | Sector G-6/1-1 & Aabpara Mkt, Newspaper Press
[6 empty] | CDA | 22302 | G-7 |  |  |  |  | Portion opf sector G-7/4
28 | IESCO | GSO Circle | SS&TL ISD | RE-Zero Point | Power Transformer T-3 (31.5/40 MVA) at 132KV GSS Zero Point | Following 11KV Feeders willl be affect during this shutdwon |  |  | 27-11-2025 | 09:00 | 15:00 | Annaual Maintenance | Follwing area will be afffect during this shutdwon
[6 empty] | HC-1 | 22322 | F-8 |  |  |  |  | Hospital PIMS
[6 empty] | G-9 Express | 22334 | G-9 |  |  |  |  | Portion of G-9/3 Sector
[6 empty] | G-9/2 | 22327 | G-9 |  |  |  |  | G-9/2
[6 empty] | G-9 Markaz | 22332 | G-9 |  |  |  |  | G-9 Markaz
[6 empty] | AIOU | 22335 | I-9 |  |  |  |  | Independent Univerity
[6 empty] | G-8/1 | 22330 | g-7 |  |  |  |  | G-8/1, Passport Office
[6 empty] | PTCL | 22331 | G-7 |  |  |  |  | PTCL Independent
[6 empty] | Zia Masjid | 22342 | Khana Dak |  |  |  |  | Tarali & khan bazar
[6 empty] | G-9/3 | 22321 | G-9 |  |  |  |  | Sector G-9/3, FIA Head Quarter
[6 empty] | T&T | 22319 | G-7 |  |  |  |  | G-8/4, T&T Colony, I&T Center, G-8/2, G-8/M, News paper Press
[6 empty] | I-8/2 | 22336 | I-9 |  |  |  |  | Sector I-8/2
[6 empty] | I-8/3 | 22337 | I-9 |  |  |  |  | Sector I-8/2
[6 empty] | G-9/4 | 22340 | G-9 |  |  |  |  | G-10/1
[6 empty] | NECOP | 22344 | I-9 |  |  |  |  | NECOP
[6 empty] | EVC H9 II | 22345 | I-9 |  |  |  |  | EVC H9 II Chrging station H-8
29 | IESCO | GSO Circle | SS&TL ISD | RE-Rawal | Power Transformer T-1 (31.5/40 MVA) at 132KV GSS Rawal | Following 11KV Feeders willl be affect during this shutdwon |  |  | 29-11-2025 | 09:00 | 15:00 | Annual Maintenance | Follwing area will be afffect during this shutdwon
[6 empty] | Parliament House | 17415 | F-6 |  |  |  |  | Parliament house ( Feed from G-5 Gss through Civic center feeder )
[6 empty] | F.Plant | 17436 | G-6 |  |  |  |  | CDA Water plant
[6 empty] | Frountier House | 17409 | F-6 |  |  |  |  | F-6/2, Portion of Super Mkt, Embassy Road F-6/4 (Muzaffar Ahmed), Marriot
[6 empty] | Embasy | 17407 | F-6 |  |  |  |  | Pak Sectt Fed from G-5 GSS Through PM Staff Feeder
[6 empty] | Pak Set-2 | 17408 | F-6 |  |  |  |  | Pak Sectt: and Govt. Officesl Fed from G-5 GSS Through Supreme court feeder
[6 empty] | Parliament Lodge | 17410 | F-6 |  |  |  |  | Parliament Lodges ( Feeder To T-3 11KV feeder G-5)
[6 empty] | Awan Sadar | 17418 | F-6 |  |  |  |  | President house ( Feed from G-5 Gss through Civic center feeder )
[6 empty] | P.M House | 17414 | F-6 |  |  |  |  | Prime minister house ( Feed from G-5 Gss through Civic center feeder )
[6 empty] | Islamabad Club II | 17428 | F-6 |  |  |  |  | Islamabad Club, Rawal Dam Colony Margalla Town Phase-1 & 2, Tubewell
30 | IESCO | GSO Circle | SS&TL ISD | RE-Rawal | Power Transformer T-2 (31.5/40 MVA) at 132KV GSS Rawal | Following 11KV Feeders willl be affect during this shutdwon |  |  | 29-11-2025 | 12:00 | 13:00 | For Cleaning of Bus Coupler | Follwing area will be afffect during this shutdwon
[6 empty] | Shakar Pariyan | 17411 | G-6 |  |  |  |  | Convention centre, Water Supply, PM Heli Pad
[6 empty] | PTV | 17406 | F-6 |  |  |  |  | PTV, PTCL, Invest Board, Balochistan House, Marriot, USAID Building
[6 empty] | PoliClinic/ G-6/3 | 17403 | G-6 |  |  |  |  | Sector G-6/3 ( Feed To T-3 11KV feeder CDA flat)
[6 empty] | State Bank | 17416 | F-6 |  |  |  |  | State bank, Punjab, KPK< Sindh House, judges Coly, NAB and other govt offices (Feed To T-3 11KV feeder G-5)
[6 empty] | Islamabad Club-1 | 17417 | G-6 |  |  |  |  | Alternative source for Islamabad Club
[6 empty] | Kohsar Mkt | 17401 | F-6 |  |  |  |  | F-6/3, Portion of F-6/2 & Kashmir House, Portion of F-6/4 ( Feed through Barakhao Grid from Khiyban-e-iqbal 11kv feeder)
[6 empty] | NPCC | 17427 | I-9 |  |  |  |  | NPCC (Feed through Zero Point from NPCC 11KV Feeder
[6 empty] | Melody | 17413 | G-6 |  |  |  |  | Sector G-6/4 ( Feed through Zero Point Grid from 11KV Abapar feeder)
[6 empty] | Sport Complex | 17419 | G-6 |  |  |  |  | Sports complex
[6 empty] | Convention Centre | 17420 | G-6 |  |  |  |  | Convension center ( Feed through G-5 GSS from Convention Center feeder)
[6 empty] | CDA Pump | 17441 | G-6 |  |  |  |  | CDA pump
31 | IESCO | GSO Circle | SS&TL ISD | AET-No.II | 132KV GSS G-13 Power Transformer T-1 (20/26 MVA) | Following 11KV Feeders willl be affect during this shutdwon |  |  | 29-11-2025 | 9:00 | 15:00 | Annual Maintenance | Follwing area will be afffect during this shutdwon | In case of Cancellation of Shutdown of Rawal
[6 empty] | G-14/4 | 106706 | G-11 |  |  |  |  | G-14/4
[6 empty] | G -14/3 | 106707 | G-11 |  |  |  |  | G -14/3
[6 empty] | Nust Road | 106708 | Tarnol |  |  |  |  | Nust Road
[6 empty] | G -13/4 Extension | 106709 | G-11 |  |  |  |  | G -13/4 Extension
32 | IESCO | GSO Circle | SS&TL ISD | RE-Rawal | Power Transformer T-2 (31.5/40 MVA) at 132KV GSS Rawal | Following 11KV Feeders willl be affect during this shutdwon |  |  | 30-11-2025 | 09:00 | 15:00 | Annual Maintenance | Follwing area will be afffect during this shutdwon
[6 empty] | Shakar Pariyan | 17411 | G-6 |  |  |  |  | Convention centre, Water Supply, PM Heli Pad
[6 empty] | PTV | 17406 | F-6 |  |  |  |  | PTV, PTCL, Invest Board, Balochistan House, Marriot, USAID Building
[6 empty] | PoliClinic/ G-6/3 | 17403 | G-6 |  |  |  |  | Sector G-6/3 ( Feed To T-3 11KV feeder CDA flat)
[6 empty] | State Bank | 17416 | F-6 |  |  |  |  | State bank, Punjab, KPK< Sindh House, judges Coly, NAB and other govt offices (Feed To T-3 11KV feeder G-5)
[6 empty] | Islamabad Club-1 | 17417 | G-6 |  |  |  |  | Alternative source for Islamabad Club
[6 empty] | Kohsar Mkt | 17401 | F-6 |  |  |  |  | F-6/3, Portion of F-6/2 & Kashmir House, Portion of F-6/4 ( Feed through Barakhao Grid from Khiyban-e-iqbal 11kv feeder)
[6 empty] | NPCC | 17427 | I-9 |  |  |  |  | NPCC (Feed through Zero Point from NPCC 11KV Feeder
[6 empty] | Melody | 17413 | G-6 |  |  |  |  | Sector G-6/4 ( Feed through Zero Point Grid from 11KV Abapar feeder)
[6 empty] | Sport Complex | 17419 | G-6 |  |  |  |  | Sports complex
[6 empty] | Convention Centre | 17420 | G-6 |  |  |  |  | Convension center ( Feed through G-5 GSS from Convention Center feeder)
[6 empty] | CDA Pump | 17441 | G-6 |  |  |  |  | CDA pump
18 | IESCO | GSO Circle | SS&TL ISD | A.E (T) No-II | 132KV GSS Bharakaho Power Transformer T-1 (20/26 MVA) | Following 11KV Feeders willl be affect during this shutdwon |  |  | 30-11-2025 | 9:00 | 15:00 | Annual Maintenance | Following 11KV Feeders willl be affect during this shutdwon | In case of Cancellation of Rawal T-2 S-Down
[6 empty] | Khayaban-e-Iqbal | 122505 | F-6 |  |  |  |  | Khayaban-e-Iqbal
[6 empty] | Punjab House | 122506 | F-6 |  |  |  |  | Punjab House
[6 empty] | Imran khan (Mohra Noor BaniGala) | 122509 | G-6 |  |  |  |  | Imran khan (Mohra Noor BaniGala)
[6 empty] | Pirsohawa | 122503 | Barakaho rural |  |  |  |  | Pirsohawa
[6 empty] | Saidpur | 122510 | Barakaho rural |  |  |  |  | Saidpur
[6 empty] | Park View City |  | Nilore |  |  |  |  | Park View City
ANNUAL MAINTENACE SCHEDULE OF POWER TRANSFORMERS FOR THE MONTH OF 11-2025 UNDER SS&TL DIVISION IESCO Rawalpindi
1 | IESCO | GSO Circle IESCO Islamabad | SS&TL Division IESCO Rawalpindi | A.E (T) Sub Division IESCO Margalla | 132 KV GSS Margalla (T-1) (20/26 MVA) | Nawababad | 83302 | Taxila | 01.11.2025 | 09;00 h | 15:00 h | Annual maintenance & protection testing of power transformer, transformer bays & 11 KV system | Nawababad city & surrounding area
[6 empty] | Wahdat Colony | 83301 | Margalla |  |  |  |  | Wahdat Colony, Kohsar Colony, Muslim Colony, Pind Gondal, Thatha Khalil Road
[6 empty] | Kohisar Colony | 083312 | Margalla |  |  |  |  | Kohsar Colony, Pind Gondal & etc
2 | IESCO | GSO Circle IESCO Islamabad | SS&TL Division IESCO Rawalpindi | A.E (T) Sub Division IESCO Rawalpindi | 132 KV GSS Tarnol (T-2) (10/13 MVA) | Nogazi | 104901 | Tarnol | 03.11.2025 | 09:00 h | 15:00 h | Annual maintenance & protection testing of power transformer, transformer bays & 11 KV system | Fateh Jang Road, Pind Rahja, BBIAP and Village Dhuma.
[6 empty] | Mumtaz City | 104906 | [5 empty] | Mumtaz City (indepandant)
[6 empty] | Fizaia-II | 104904 | [5 empty] | Indepandent
[6 empty] | Bajnial-2 | 104911 | [5 empty] | Bajnial Village, university Town,Top City & surrounding
[6 empty] | Grace Land | 104907 | [5 empty] | Independent
[6 empty] | Ghandhara City | 104913 | [5 empty] | Independent
3 |  |  |  |  | 132 KV GSS Tarnol (T-1) (10/13 MVA) | F-17/1 | 106901 | Tarnol |  | 12:00 h | 13:00 h | Cleaning of Bus Coupler | Tele Garden Housing Society
[6 empty] | F-17/2 | 106902 | [5 empty] | Tele Garden Housing Society
[6 empty] | Bajnial-1 | 106903 | [5 empty] | village Bajnial, Thallian, barket Chahan & surounding
[6 empty] | Top City | 104905 | [5 empty] | Indepandent
[6 empty] | Shalimar Town | 104912 | [5 empty] | Independent
[6 empty] | Fazaia-1 | 104902 | [5 empty] | Independent
[6 empty] | Khudad City | 104914 | [5 empty] | Independent
4 | IESCO | GSO Circle IESCO Islamabad | SS&TL Division IESCO Rawalpindi | A.E (T) Sub Division IESCO Rawalpindi | 132 KV GSS KTM (T-1) (31.5/40 MVA) | Shamas Colony | 8626 | Tarnol | 04-11-2025 | 09:00 h | 15:00 h | Annual maintenance & protection testing of power transformer, transformer bays & 11 KV system | Shamas Colony
[6 empty] | Azharabad | 8620 | [5 empty] | Pind Paracha, Thala Sydian, Tarnol Village
[6 empty] | CWO | 8601 | [5 empty] | CWO
[6 empty] | Golra | 8605 | [5 empty] | Naseerabad, Awan Town and Dk: Qadir Bux.
[6 empty] | Charing Cross | 8602 | Westridge |  |  |  |  | Chour Chowk, Seham Road, St: 8 Qasim Market, Raja Akram Road Romi Lane Gulnar Cly..
[6 empty] | Westridge | 8613 | Pirwadhai |  |  |  |  | Westridge
5 | IESCO | GSO Circle IESCO Islamabad | SS&TL Division IESCO Rawalpindi | A.E (T) Sub Division IESCO Rawalpindi | 132 KV GSS KTM (T-2) (31.5/40 MVA) | Jhangi | 8608 | Tarnol | 04.11.2025 | 12:00 h | 13:00 h | For Cleaning of Bus Coupler | jhangi, Shaheen Abad, Tarnol, Pind Parian.
[6 empty] | Peshawar Road | 8612 | Westridge |  |  |  |  | Mehboob Line, Shabir Line, Line No.1,2,3,6
[6 empty] | P&T | 8610 | Tarnol |  |  |  |  | Faisal Colony, Dhoke Bhota, Shablaki.
[6 empty] | EME | 8615 | [5 empty] | EME collage, Malik abad, Mohammadi Town, KRL Flats
[6 empty] | Quaid e Azam | 8624 | [5 empty] | independent
[6 empty] | seham | 8618 | Seham |  |  |  |  | Dhoke Mustaqium, Usmania Colony, Qadria Colony, Pirwadhai More
[6 empty] | Raja Abad | 8619 | Pirwadhai |  |  |  |  | British Home, Qasim Abad, CMTI Collage, Islamabad Velly
6 | IESCO | GSO Circle IESCO Islamabad | SS&TL Division IESCO Rawalpindi | A.E (T) Sub Division IESCO Rawalpindi | 132 KV GSS KTM (T-2) (31.5/40 MVA) | Jhangi | 8608 | Tarnol | 05.11.2025 | 09:00 h | 15:00 h | Annual maintenance & protection testing of power transformer, transformer bays & 11 KV system | jhangi, Shaheen Abad, Tarnol, Pind Parian.
[6 empty] | Peshawar Road | 8612 | Westridge |  |  |  |  | Mehboob Line, Shabir Line, Line No.1,2,3,6
[6 empty] | P&T | 8610 | Tarnol |  |  |  |  | Faisal Colony, Dhoke Bhota, Shablaki.
[6 empty] | EME | 8615 | [5 empty] | EME collage, Malik abad, Mohammadi Town, KRL Flats
[6 empty] | Quaid e Azam | 8624 | [5 empty] | independent
[6 empty] | seham | 8618 | Seham |  |  |  |  | Dhoke Mustaqium, Usmania Colony, Qadria Colony, Pirwadhai More
[6 empty] | Raja Abad | 8619 | Pirwadhai |  |  |  |  | British Home, Qasim Abad, CMTI Collage, Islamabad Velly
7 | IESCO | GSO Circle IESCO Islamabad | SS&TL Division IESCO Rawalpindi | A.E (T) Sub Division IESCO Margalla | 132 KV GSS Basal (T-2) (20/26 MVA) | Mianwala | 103908 | Basal | 06.10.2025 | 09:00 h | 15:00 h | Annual maintenance & protection testing of power transformer, transformer bays & 11 KV system | Talliada, Bajwal, Kisrian Sahwal, Kamal pur
[6 empty] | Mithial | 103907 | [5 empty] | Dk Rehmat, Pind Sultani, Domel
[6 empty] | Azeem Shaheed | 103902 | [5 empty] | Basal, Pindi Sharhal, Namal, Thtta,
[6 empty] | Hafiz Abad | 103905 | [5 empty] | Dk. gorakh, Pind Sultani mill, dk. Chakkar, Village Hafiz Abad, Dk. Ghari & surrounding
[6 empty] | Noor pur | 103906 | [5 empty] | Village Traggar, Village sabjhal, Village Ochral, Village Darchai, Village Noor pur & surrounding.
8 |  |  |  |  | 132 KV GSS Basal (T-1) (10/13 MVA) | Bhatiot | 103909 | Basal |  | 12:00 h | 13:00 h | Cleaning of Bus Coupler | Bhatiot, Pindi Sharhal, Namal
[6 empty] | Kisran | 103904 | [5 empty] | Kisran village & surroundings
[6 empty] | Chajjirmar | 103901 | [5 empty] | Chajimar
9 | IESCO | GSO Circle IESCO Islamabad | SS&TL Division IESCO Rawalpindi | A.E (T) Sub Division IESCO New Wah | 132 KV GSS Gondal (T-1) (20/26 MVA) | Haji Shah | 089906 | Hattian | 08.11.2025 | 09:00 h | 15:00 h | Annual maintenance & protection testing of power transformer, transformer bays & 11 KV system | haji Shah
[6 empty] | Gondal | 89903 | [5 empty] | Gondal, Haji Shah
[6 empty] | Manser | 89904 | [5 empty] | Mansar, Para Khail,. Attock Khurd
[6 empty] | Kamra Rural | 89907 | [5 empty] | Kamra Rural
[6 empty] | A.K Center | 89909 | [5 empty] | Independent
[6 empty] | Hameed | 89905 | Hazro |  |  |  |  | Hameed village & surroundings
[5 empty] | 132 KV GSS Gondal (T-2) (10/13 MVA) | Shadi khan | 89901 | Shadi Khan |  | 12:00 h | 13:00 h | Cleaning of Bus Coupler | waisa, Shadi khan
[6 empty] | Dilawar Abad | 89908 | [5 empty] | Village Dilawaar Abad & surrounding
[6 empty] | Sirka | 89902 | [5 empty] | Sirka, Haroon
10 | IESCO | GSO Circle IESCO Islamabad | SS&TL Division IESCO Rawalpindi | R.E Sub Division IESCO Chaklala | 132 KV GSS Chaklala (T-1) (31.5/40 MVA) | Scheme-III | 002507 | Jhanda | 09.11.2025 | 09:00 h | 15:00 h | Annual maintenance & protection testing of power transformer, transformer bays & 11 KV system | Scheme-III, Lane No.1 to 12 & Commercial Area
[6 empty] | Dhk Hukamdad | 002527 | Zafar ul Haq |  |  |  |  | Dhoke Hukam Dad.
[6 empty] | Chaklala | 002503 | Chaklala |  |  |  |  | 10-Corp, PAFWA, 501 Workshop, Desto Lab, DG ISI, General Rresidency.
[6 empty] | VVIP | 002514 | Chaklala |  |  |  |  | PAF Lounge,
[6 empty] | National Park | 002508 | Jhanda |  |  |  |  | Scheme-3,Line No. 07,08 & surrounding
[6 empty] | SPD-1 | 002528 | Chaklala |  |  |  |  | SPD Head Qurter
[6 empty] | Gracy Lane | 002533 | [5 empty] | Gracy Line Residential Flats.
[6 empty] | Bostan Khan | 002538 | [5 empty] | Car Chowk & surrounding areas.
[6 empty] | State Bank | 002521 | Tariq Abad |  |  |  |  | State bank
[6 empty] | Air Port | 002501 | Gangal |  |  |  |  | Air Port
[6 empty] | J.S.H.Q | 002520 | Chaklala |  |  |  |  | Joint staff Head Quarter.
[6 empty] | Rehmatabad-1 | 002519 | [5 empty] | Rehamat A,B,C,D ,E & F Blocks, Jabbar Cly. Dk. Munshi, Moh, Noorani Chaklala .
11 | IESCO | GSO Circle IESCO Islamabad | SS&TL Division IESCO Rawalpindi | R.E Sub Division IESCO Chaklala | 132 KV GSS Chaklala (T-2) (31.5/40 MVA) | Jail Prk | 002516 | Chaklala | 09.11.2025 | 12:00 h | 13:00 h | For cleanng of Bus Coupler | Bostan Rd, Walayat Cly, Gulraiz-I Dk. Chaudhrian, Khan Aevenu, Raja Azlam Cly, K.hyban-e-Tanveer, Ayub Cly, Yousaf Cly.
[6 empty] | Kot Jabbi | 002539 | [5 empty] | Gul Bahar Colony , Kot Jabbi
[6 empty] | PAF | 002509 | [5 empty] | Chakala Scheme-I, Rawaily Scheme 1,2 3 &4, Askari 8 & 9, Rehmatabad, Dk.Kashirmian
[6 empty] | 502 Workshop | 002540 | Adyala |  |  |  |  | 502 Work shop
[6 empty] | Gulzar e Quaid | 002532 | Gangal |  |  |  |  | Gulzar-e-Quaid, . Dk Anwar Majistrate Cly & Surrounding Area.
[6 empty] | Murree Brewery | 002511 | Jhanda |  |  |  |  | Bostan Colony & Surrounding
[6 empty] | MES | 002506 | [5 empty] | MES Installation (GE Air) Chaklala at Grid Station.
[6 empty] | SPD-2 | 002529 | Chaklala |  |  |  |  | Independent
[6 empty] | Nawaz Colony | 002542 | Gulzar e Quaid |  |  |  |  | Shah Khalid & surrounding area.
[6 empty] | Tehmasamabad | 002518 | Zafar ul Haq |  |  |  |  | Tehmasibabad, Chaklala Road, Dk.Ellahi Bux,,
12 | IESCO | GSO Circle IESCO Islamabad | SS&TL Division IESCO Rawalpindi | A.E (T) Sub Division IESCO Rawalpindi | 132 KV GSS KTM (T-3) (31.5/40 MVA) | Moderen Flour Mills | 008603 | Tarnol | 10.11.2025 | 09:00h | 15:00h | Annual maintenance & protection testing of power transformer, transformer bays & 11 KV system | Modern Flour Mill Industry.
[6 empty] | Millatabad | 008616 | Westridge |  |  |  |  | Misrial Road, Chour Chowk & surrounding Areas.
[6 empty] | Chakra | 008604 | Seham |  |  |  |  | Village Chakra, Bhatta Chowk and Karamabad
[6 empty] | New Race Course | 008622 | Westridge |  |  |  |  | Hali Road, St: 8-9-10, Najam Shaheed Road, Main Iqbal Road, Westridge Bazar, Valley Road and Race Course Road.
[6 empty] | Dhoke Chaudhrian | 008621 | [5 empty] | Lane No. 5,4, Jinnah Lane, Karam Dad Markeet, Kashmir Market Sadat Market and Afshan Colony.
[6 empty] | KTM | 008625 | Tarnol |  |  |  |  | Kohinoor Textile Mill
[6 empty] | Rang Road | 008627 | Seham |  |  |  |  | Range Road , Dhoke Gujran & surrounding Areas
[6 empty] | Zarkoon Heights | 008628 | Tarnol |  |  |  |  | Zarkoon Height Flates
13 | IESCO | GSO Circle IESCO Islamabad | SS&TL Division IESCO Rawalpindi | A.E (T) Sub Division IESCO Margalla | 132 KV GSS Margalla (T-2) (20/26 MVA) | Jalala | 083304 | Taxila | 11.11.2025 | 09:00 h | 15:00 h | Annual maintenance & protection testing of power transformer, transformer bays & 11 KV system | Jamil Abad, New City, Mohallah Losar Sharfoo, Bilal Colony
[6 empty] | Behlot | 083303 | Margalla |  |  |  |  | Bahlot, Thatha Khalil, Bahtar
[6 empty] | Ghazi Kohlia | 083306 | Taxila |  |  |  |  | Ghazi Kholi, Bahtar More
[6 empty] | Bun Bola | 083309 | Margalla |  |  |  |  | Bahlot, Thatha Khalil, Bahtar, Banbola
14 |  |  |  |  | 132 KV GSS Margalla (T-1) (20/26 MVA) | Nawababad | 83302 | Taxila | 11.11.2025 | 12:00 h | 13:00 h | Cleaning of Bus Coupler | Nawababad city & surrounding area
[6 empty] | Wahdat Colony | 83301 | Margalla |  |  |  |  | Wahdat Colony, Kohsar Colony, Muslim Colony, Pind Gondal, Thatha Khalil Road
[6 empty] | Kohisar Colony | 083312 | Margalla |  |  |  |  | Kohsar Colony, Pind Gondal & etc
15 | IESCO | GSO Circle IESCO Islamabad | SS&TL Division IESCO Rawalpindi | A.E(T) Sub Division IESCO Rawalpindi | 132 KV GSS B-17 (T-1) (20/26 MVA) | BLOCK-A | 121803 | Margalla | 12.11.2025 | 09;00 h | 15:00 h | Annual maintenance & protection testing of power transformer, transformer bays & 11 KV system | Housing Society
[6 empty] | MPCHS C1 | 121808 | [5 empty] | Bolck- C1
[6 empty] | MPCHS C2 | 121809 | [5 empty] | Bolck- C2
[6 empty] | Capital Squre 1 | 121804 | [5 empty] | Capital Square-1
[6 empty] | Gulshan e Sehat | 121806 | Sangjani |  |  |  |  | Gulshan e Sehat Society
[6 empty] | SARA-E-KHARBOZA | 121802 | [5 empty] | Sara-e-Kharboza, Dk. Abbasi, Johar Town & surrounding areas.
[6 empty] | FMC-1 | 121811 | Margalla |  |  |  |  | Faisal Hill Housing Society
16 |  |  |  |  | 132 KV GSS B-17 (T-2) (20/26 MVA) | MPCHS B1 | 121810 | Margalla |  | 12:00 h | 13:00 h | Cleaning of Bus Coupler | Block- B1
[6 empty] | MPCHS B2 | 121807 | [5 empty] | Block- B2
[6 empty] | PIND PARRIAN | 121801 | Sangjani |  |  |  |  | Village Pind Parrian, Dhoke Ali Asghar & surrounding areas.
[6 empty] | Cabinet Division | 12813 | [5 empty] | independent
[6 empty] | FMC-2 | 121812 | Margalla |  |  |  |  | Faisal Hill Housing Society
[6 empty] | Capital Squre 2 | 121805 | [5 empty] | Capital Square-2
17 | IESCO | GSO Circle IESCO Islamabad | SS&TL Division IESCO Rawalpindi | A.E (T) Sub Division IESCO Rawalpindi | 132 KV GSS F-16 Islamabad (T-1) (20/26 MVA) | G-15 | 111401 | Tarnol | 13.11.2025 | 09:00 h | 15:00 h | Annual maintenance & protection testing of power transformer, transformer bays & 11 KV system | Khyban-e-Kashmir Peshawar Road
[6 empty] | G-15/1 | 111402 | [5 empty] | G-15/1
[6 empty] | Bhadana | 111404 | [5 empty] | Village Bhadana & Surrounding
[6 empty] | G-15/4 | 111403 | [5 empty] | G-15/4
[6 empty] | Eighteen | 111405 | [5 empty] | G-15/4
18 | IESCO | GSO Circle IESCO Islamabad | SS&TL Division IESCO Rawalpindi | R.E Sub Division IESCO New Wah | 132 KV GSS New Wah (T-1) (31.5/40 MVA) | Lalazar | 14607 | Mohra Chowk | 15.11.2025 | 09:00 h | 15:00 h |  | Lala ZAr, Gulshan Colony, Shah WAli Colony
[6 empty] | P.O.F (E) | 14610 | Independent |  |  |  |  | Consumer Grid Station
[6 empty] | Khan Abad | 14619 | Wah Cantt |  |  |  |  | Khan Abad, Wah Model Town, Riasat Abad
[6 empty] | AWC Housing | 14624 | [5 empty] | AWC Housing Society
[6 empty] | Pattar Garh | 14609 | Hassanabdal |  |  |  |  | Pathar Gar, Kot Sundki
[6 empty] | HECO | 14604 | Independent |  |  |  |  | Consumer
[6 empty] | Khan Pur | 14606 | PESCO |  |  |  |  | PESCO
[6 empty] | Shahia | 14632 | Mohra Chowk |  |  |  |  | Utmanabad, Jhari kass Shahia & surroundings
19 | IESCO | GSO Circle IESCO Islamabad | SS&TL Division IESCO Rawalpindi | R.E Sub Division IESCO Chaklala | 132 KV GSS Chaklala (T-4) (31.5/40 MVA) | RIC | 2534 | Civil Line | 16-11-2025 | 09:00 h | 15:00 h | Annual maintenance & protection testing of power transformer, transformer bays & 11 KV system | Rawalpindi Cordiology Hospital
[6 empty] | Benazir Bhutto | 2531 | Sadiq Abad |  |  |  |  | Rawalpindi General Hospital
[6 empty] | Chaklala Garisson | 2537 | Chaklala |  |  |  |  | 10-Corp, PAFWA, 501 Workshop, Desto Lab, DG ISI, General Rresidency.
[6 empty] | Gangal | 2512 | Gulzar e Quaid |  |  |  |  | Gulzar-e-Quaid, Shah Khalid Cly. Dk Anwar Majistrate Cly & Surrounding Area.
[6 empty] | Makkah Chowk | 002535 | Chaklala |  |  |  |  | Makkah Chowk & surroundings
[6 empty] | Sector-4 | 002536 | Gulzar e Quaid |  |  |  |  | Sector-4
[6 empty] | Humayun Road | 2525 | Tariqabad |  |  |  |  | Humayoun Road, Askari-13, & 14, Askari-7 Dk.Nawaz.
[6 empty] | Rehmatabad-2 | 002530 | Chaklala |  |  |  |  | Al-Mumtaz Cly, Dk. Kala Khan, Banaris Cly, New Air Port Housing Society, Mazhar Abad
[6 empty] | Rawalpindi-3 | 2510 | Civil Line |  |  |  |  | Fatima Jinnah University, IESCO Complex, District Court, DCO office, Incom Tax Office, SSP office , Punjab House.
20 | IESCO | GSO Circle IESCO Islamabad | SS&TL Division IESCO Rawalpindi | R.E Sub Division IESCO Chaklala | 132 KV GSS Chaklala (T-3) (31.5/40 MVA) | Jahangir Road | 002505 | Civil Line |  | 11:00 h | 12:00 h | Cleaning of Bus Coupler | Jhangir Road, Dh Chirgah Din, Railway Scheme -III & Iv,Supreme Court, & Sir Syed Cly.
[6 empty] | M.S.F | 002504 | Jhanda |  |  |  |  | Multy Storey Flats & Askari 1-5
[6 empty] | Rahimabad | 002541 | Chaklala |  |  |  |  | Chaklala Scheme -I, Rahim Abad, Dk, Kashmiyaran
[6 empty] | Khanna Road | 002517 | Gangal |  |  |  |  | Dk Gangal, Dk Shar Zaman KRL Road,AL-Noor Cly. & Babar Cly.
[6 empty] | C.N.C | 002524 | Jhanda |  |  |  |  | Chief Arny Staff House.
[6 empty] | Gulistan Colony | 002523 | Jhanda |  |  |  |  | Gulistan Cly Lane No.2 to 5.
[6 empty] | Topi Pump | 002515 | [5 empty] | Army House, Topi Pump Station.
[6 empty] | APHS | 2526 | Gulzar e Quaid |  |  |  |  | Aiport Society Dk Anwar And Surrounding Area.
21 | IESCO | GSO Circle IESCO Islamabad | SS&TL Division IESCO Rawalpindi | A.E (T) Sub Division IESCO Rawalpindi | 132 KV GSS I-16 (T-1) (20/26 MVA) | Officer Colony | 104614 | Kamalabad | 17.11.2025 | 09:00 h | 15:00 h | Annual maintenance & protection testing of power transformer, transformer bays & 11 KV system | Officer Colony & surroundings
[6 empty] | HPT | 104613 | Seham |  |  |  |  | Consumer
[6 empty] | I-16/3 | 104606 | [5 empty] | I-16/3Sector
[6 empty] | FOECHS | 104611 | [5 empty] | Foreign Office housing society
[6 empty] | I-16 Markaz | 104608 | [5 empty] | I-16/3 sector & Markiz
[6 empty] | PHA-1 | 104617 | [5 empty] | PHA Flates.
[6 empty] | I-16/1 | 104604 | [5 empty] | I-16/1 Sector
[5 empty] | 132 KV GSS I-16 (T-2) 20/26 MVA) | Ameer Hamza | 104616 | Kamalabad |  | 12:00 h | 13:00 h | Cleaning of B us Coupler | Ameer Hamza Colonoy & surrounding
[6 empty] | Lakhuo Road | 104615 | Seham |  |  |  |  | Lakhuo Village, Pind Nasrala, Nirala
[6 empty] | I-16/3 PHA | 104605 | [5 empty] | PHA Flates.
[6 empty] | I-16/3 Sector | 104609 | [5 empty] | I-16/3 sector & Markiz
22 | IESCO | GSO Circle IESCO Islamabad | SS&TL Division IESCO Rawalpindi | A.E (T) Sub Division Margalla | 132 KV GSS F/Jang (T-6) (20/26 MVA) | Bahter | 27204 | Fateh Jang Urban | 18.11.2025 | 09:00 h | 15:00 h | Annual maintenance & protection testing of power transformer, transformer bays & 11 KV system | Bahtar, Jhang, Karima
[6 empty] | Moorat | 27209 | [5 empty] | Khari Murat, Dk. Mian Lal Bango
[6 empty] | Qutbal | 27205 | [5 empty] | Qutbal, Hattar
[6 empty] | Laniwala | 27210 | Fateh Jang Rural |  |  |  |  | Laniwala, Kot Fatehjang
[6 empty] | Fateh Jang City-II | 27216 | Fateh Jang Urban |  |  |  |  | Fateh Jang City
[6 empty] | Gaggan | 27217 | Fateh jang Rural |  |  |  |  | Gaggn village & surroundings
[6 empty] | NESCOM | [6 empty] | Independent
23 | IESCO | GSO Circle IESCO Islamabad | SS&TL Division IESCO Rawalpindi | R.E Sub Division IESCO Chaklala | 132 KV GSS Chaklala (T-2) (31.5/40 MVA) | Jail Prk | 002516 | Chaklala | 19.11.2025 | 09:00 h | 15:00 h | Annual maintenance & protection testing of power transformer, transformer bays & 11 KV system | Bostan Rd, Walayat Cly, Gulraiz-I Dk. Chaudhrian, Khan Aevenu, Raja Azlam Cly, K.hyban-e-Tanveer, Ayub Cly, Yousaf Cly.
[6 empty] | Kot Jabbi | 002539 | [5 empty] | Gul Bahar Colony , Kot Jabbi
[6 empty] | PAF | 002509 | [5 empty] | Chakala Scheme-I, Rawaily Scheme 1,2 3 &4, Askari 8 & 9, Rehmatabad, Dk.Kashirmian
[6 empty] | 502 Workshop | 002540 | Adyala |  |  |  |  | 502 Work shop
[6 empty] | Gulzar e Quaid | 002532 | Gangal |  |  |  |  | Gulzar-e-Quaid, . Dk Anwar Majistrate Cly & Surrounding Area.
[6 empty] | Murree Brewery | 002511 | Jhanda |  |  |  |  | Bostan Colony & Surrounding
[6 empty] | MES | 002506 | [5 empty] | MES Installation (GE Air) Chaklala at Grid Station.
[6 empty] | SPD-2 | 002529 | Chaklala |  |  |  |  | Independent
[6 empty] | Nawaz Colony | 002542 | Gulzar e Quaid |  |  |  |  | Shah Khalid & surrounding area.
[6 empty] | Tehmasamabad | 002518 | Zafar ul Haq |  |  |  |  | Tehmasibabad, Chaklala Road, Dk.Ellahi Bux,,
24 | IESCO | GSO Circle IESCO Islamabad | SS&TL Division IESCO Rawalpindi | A.E (T) Sub Division IESCO Rawalpindi | 132 KV GSS Bakramandi (T-2) (31.5/40 MVA) | Jhawara | 1016 | R.A Bazar | 20.11.2025 | 09:00 h | 15:00 h | Annual maintenance & protection testing of power transformer, transformer bays & 11 KV system | Jhawaa, Wapda Cly, Snna Cly, Dhamial Aviationetc.
[6 empty] | Shahjevan | 1021 | Quaid e Azam colony |  |  |  |  | Q.A.Cly, Lakhan , Shah Jewan Cly, Chak Jalal Din.
[6 empty] | Azizabad | 1020 | Tench Bhatta |  |  |  |  | Kiani road,Abid Majid Rd and Mughlabad.
[6 empty] | Chungi No-22 | 1009 | R.A Bazar |  |  |  |  | Faisal Cly, Askari Street, Kalama Chowk, Tahli Mohri, GHQ, CMH, CSD etc.
[6 empty] | Cantt | 1002 | [5 empty] | Narozabad, Harley Street Lane No.1 to 10, Tahli Mohri, GHQ, CMH, CSD.
[6 empty] | Allama Iqbal | 1010 | Tench Bhatta |  |  |  |  | Jawad plaza, Garoti Stop, Moh. Dar-ul-Islam, Makki Masjid, Dk. Sayidian, Rawal Town & etc.
[6 empty] | Lalkurti | 1004 | Tariqabad |  |  |  |  | Dheri Hassan Abad, Sabzazar , Qazi Road, Harly Street ect.
25 | IESCO | GSO Circle IESCO Islamabad | SS&TL Division IESCO Rawalpindi | A.E (T) Sub Division IESCO Rawalpindi | 132 KV GSS Bakramandi (T-1) (31.5/40 MVA) | People Colony | 1022 | Tench Bhatta |  | 12:00 h | 13:00 h | Cleaning of B us Coupler | T/Bazar, Gulshan-e-Zahir Colony, Dispensary Ground Hussain Street and Mohallah Hajian.
[6 empty] | Lalazar | 1005 | Tariqabad |  |  |  |  | Lalazar, Dk. Behar Shah, Sherzaman Cly, Tulsa Road.
[6 empty] | Qasim Base | 1023 | R.A Bazar |  |  |  |  | Defence
[6 empty] | Radio pakistan | 1006 | Kamalabad |  |  |  |  | Baraf Khana Chowk, Defence Colony, , Dk: Gujran Misrial Road and Muslimabad.
[6 empty] | Quaid e Azam Colony | 1003 | Quaid e Azam colony |  |  |  |  | Q.A Cly, Lakhan, Shah Jawan Cly, Chak Jalal Din, Chirstian Cly,Malik Abad Kashmir Colony etc.
26 | IESCO | GSO Circle IESCO Islamabad | SS&TL Division IESCO Rawalpindi | R.E Sub Division IESCO New Wah | 132 KV GSS Tarnawa (T-1) (10/13 MVA) | Consumer Grid Station |  | Independent | 22.11.2025 | 09:00 h | 12:00 h | Annual maintenance & protection testing of power transformer, transformer bays & 11 KV system also cleaning of Bus Coupler | Consumer Grid Station
[5 empty] | 132 KV GSS Tarnawa (T-2) (10/13 MVA) | Consumer Grid Station |  |  |  | 11:00 h | 15:00 h |  | Consumer Grid Station
27 | IESCO | GSO Circle IESCO Islamabad | SS&TL Division IESCO Rawalpindi | A.E (T) Sub Division IESCO Rawalpindi | 132 KV GSS MES (T-1) (31.5/40 MVA) | R.A Bazar | 107601 | R.A Bazar RWP | 23.11.2025 | 09:00 h | 15:00 h | Annual maintenance & protection testing of power transformer, transformer bays & 11 KV system | RA Bazar, Lorance Road, Mughal Abad, Factory Quarter, NLC Firdos Street, Qasai Chowk.
[6 empty] | A.W.T | 107603 | Saddar |  |  |  |  | AWT Plaza
[6 empty] | Mall Road | 107602 | [5 empty] | AWT Plaza feeder disconnected shifted on Mall Road at consumer plreses.
[6 empty] | AFIC | 107615 | [5 empty] | AFIC Hospital
[6 empty] | Tench Bhatta | 107607 | Tench Bhatta |  |  |  |  | Jan Colony., Moh Hajjian & Surranding
[6 empty] | MH-3 | 107611 | Westridge |  |  |  |  | MH Hospital
[6 empty] | Qasim Market | 107613 | [5 empty] | Qasim Market & surroundings
[6 empty] | CMH-2 | 107614 | R.A Bazar RWP |  |  |  |  | CM Hospital
[6 empty] | Sprint Mall | 107617 | Saddar |  |  |  |  | Sprint Plaza
| IESCO | GSO Circle IESCO Islamabad | SS&TL Division IESCO Rawalpindi | A.E (T) Sub Division IESCO Rawalpindi | 132KV GSS MES (T-2) (31.5/40 MVA) | GHQ | 107605 | R.A Bazar RWP |  | 12:00 h | 13:00 h | Cleaning of B us Coupler | Defence
[6 empty] | Kiyani Road | 107604 | Tench Bhatta |  |  |  |  | Azizabad, Abid Majeed Road, Mughal Abad
[6 empty] | Army Flat | 107606 | R.A Bazar RWP |  |  |  |  | Defence
[6 empty] | MH-1 | 107609 | Westridge |  |  |  |  | defence
[6 empty] | CMH-1 | 107608 | R.A Bazar RWP |  |  |  |  | Defencee
[6 empty] | MH-2 | 107610 | Westridge |  |  |  |  | Defence
[6 empty] | Zeeshan Colony | 107612 | Misrial Road |  |  |  |  | Askari-14, Abid majeed Road, & surrounding area
[6 empty] | Haider Road | 107616 | Saddar |  |  |  |  | Haider Road
[6 empty] | Canning Road | [6 empty] | 35 De Maal, Haider Road & surrounding area
[6 empty] | Hospital Road | [6 empty] | Bank Road & surrounding area.
[6 empty] | N.I.A.S.R | 107619 | R.A Bazar RWP |  |  |  |  | Independent
[6 empty] | NLC | 107618 | Tench Bhatta |  |  |  |  | Independent
28 | IESCO | GSO Circle IESCO Islamabad | SS&TL Division IESCO Rawalpindi | R.E Sub Division IESCO New Wah | 132 KV GSS New Wah (T-4) (31.5/40 MVA) | Poor Miana | 14608 | Mohra Chowk | 24.11.2025 | 09:00 h | 15:00 h | Annual maintenance & protection testing of power transformer, transformer bays & 11 KV system | Pourmiana, Budho, Garhi Afghana, Malpur
[6 empty] | Hassan Abdal | 14617 | Hassanabdal |  |  |  |  | Hassan Abdal, Hazara Road, Dk. Miskeen, GT Road H/Abdal
[6 empty] | Burhan | 14601 | [5 empty] | Mannunagr, Kachha Jallo & Sabazpeer
[6 empty] | Rashid Minhas | 14620 | Mohra Chowk |  |  |  |  | Vill: Lab, Islampur, Shahia, Jhari Kass
[6 empty] | Industerial Estate | 14625 | Wah Cantt |  |  |  |  | Consumer
[6 empty] | Munir Abad | 14628 | Mohra Chowk |  |  |  |  | Munir abad
[6 empty] | Ghari Afghan | 14626 | [5 empty] | Ghari Afghana, Taxila road
[5 empty] | 132 KV GSS New Wah T-3 (37.5/40 MVA) (132/66KV) |  |  | Independent |  |  |  |  | No area will be effected.
29 | IESCO | GSO Circle IESCO Islamabad | SS&TL Division IESCO Rawalpindi | A.E(T) Sub Division IESCO New Wah | 132 KV GSS Faqirabad (T-3) (10/13 MVA) | GBC - III | 12016 | Hatian | 25.11.2025 | 09:00 h | 15:00 h | Annual maintenance & protection testing of power transformer, transformer bays & 11 KV system | GBC Colony, GBHP Colony
[6 empty] | GBHP | 12018 | [5 empty] | GBC Colony, GBHP Colony
[6 empty] | Power Channel 1 | 12019 | [5 empty] | Power Channel
[6 empty] | Power Channel 2 | 12020 | [5 empty] | Power Channel
[6 empty] | Power Channel 3 | 012021 | [5 empty] | Power Channel
[6 empty] | Power Channel 4 | 012022 | [5 empty] | Power Channel
[6 empty] | Shahdair | 012013 | Hazro |  |  |  |  | Hazro, Sha dair, Malko.
[6 empty] | Assian Development Scheme | 012029 | [5 empty] | Khanzada Housing Society (Independent)
[6 empty] | Shafi Chouhan | 12023 | Hassan Abdal |  |  |  |  | Burhan, dhoke Fateh, Village Gharsheen
[6 empty] | NASTP | 12028 | Hatian |  |  |  |  | Independent
30 | IESCO | GSO Circle IESCO Islamabad | SS&TL Division IESCO Rawalpindi | A.E (T) Sub Division IESCO Margalla | 132 KV GSS Ahmedal (T-2) (10/13 MVA) | Ahmedal | 63102 | Khour | 26.11.2025 | 09:00 h | 15:00 h | Annual maintenance & protection testing of power transformer, transformer bays & 11 KV system | Ahmedal, Khour, Maghian, Faroz Wali
[6 empty] | Dhurnal | 63101 | [5 empty] | Dhurnal, Malal, Kamrial
[6 empty] | Khour | 63103 | [5 empty] | Ahmedal, Khour, company
[5 empty] | 132 KV GSS Ahmedal (T-3) (10/13 MVA) | Mehfooz Shaheed | 063104 | [5 empty] | Dhunal Nathian Kamriyal
[6 empty] | Kamrial | 063106 | [5 empty] | Kamrial, & surrounding
[6 empty] | Gulyal | 063105 | [5 empty] | Gulyal & surrounding
31 | IESCO | GSO Circle IESCO Islamabad | SS&TL Division IESCO Rawalpindi | A.E (T) Sub Division IESCO Rawalpindi | 132 KV GSS Sowan (T-2) (31.5/40 MVA) | Sowan | 87404 | Sowan | 27.11.2025 | 09:00 h | 15:00 h |  | Mix Industries & surounding
[6 empty] | AWHS-1 | 87402 | Morgah |  |  |  |  | DHA-Phase-1
[6 empty] | Park View | 87410 | [5 empty] | Morgah More, UNO Office.
[6 empty] | I.S.T | 87421 | Rawat |  |  |  |  | Institute of Space Technology (Independent)
[6 empty] | Zaraj-1 | 87411 | [5 empty] | Zaraj housing Society (Independent)
[6 empty] | Sarwar Shaheed | 87401 | Sowan |  |  |  |  | Mix Industries & surounding
[6 empty] | Walyat Complex | 87412 | [5 empty] | Walyat Complex & commercial Area.
32 | IESCO | GSO Circle IESCO Islamabad | SS&TL Division IESCO Rawalpindi | A.E(T) Sub Division IESCO Rawalpindi | 132 KV GSS Sowan (T-1) (20/26 MVA) | Jail Park-1 | 87407 | Korang |  | 12:00 h | 13:00 h | Cleaning of B us Coupler | Gulraiz Phase-II to 6, Rasool Town, Noor Ellahi Cly, High Court Road.
[6 empty] | RCCI Expr | 87413 | Sowan RWP |  |  |  |  | Industrial Area
[6 empty] | Pindi Board | 87415 | Morgah |  |  |  |  | Rawalpindi Board
[6 empty] | F.F.Hospital | 87405 | Sowan |  |  |  |  | Fauji Foundation Hospital
[6 empty] | PEPSI | 87408 | [5 empty] | Pepsi Cola Factory
[6 empty] | Zaraj-II | 87423 | Rawat |  |  |  |  | independent
[6 empty] | Zeta Mall-1 | 87424 | [5 empty] | independent
33 | IESCO | GSO Circle IESCO Islamabad | SS&TL Division IESCO Rawalpindi | A.E (T) Sub Division IESCO Rawalpindi | 132 KV GSS Cantt (T-2) (31.5/40 MVA) | Committee Chowk | 017915 | Committee Chowk | 29.11.2025 | 12:00 h | 13:00 h | Cleaning of B us Coupler | Liaquat Hall, Liaquat Rd, Iqbal Road, College Rd, & Jhang Press.
[6 empty] | City | 017902 | [5 empty] | Liaquat Bagh Rd, Murree Road, DAV College, Sardar Alam Khan Rod, Chachi Mohallah.
[6 empty] | Gawalmandi | 017904 | Gawalmandi |  |  |  |  | Akbar Lane, Gawalmandi, Seerat Gunj, Shaheen pura.
[6 empty] | VIP | 017911 | Jhanda |  |  |  |  | Army House, District Court, General Cly, VIP Colony, ANF H/Q, GOR-I, COAS House, Golf Club, Army Park & Forest Dept.
[6 empty] | Kashmir Road | 017907 | Saddar |  |  |  |  | Kashmir Road, Aihata Mithoo Khan, Railway Rd, CCMA office, Saif Ullah Lodhi Rd, Hathi Chowk, Baboo Mohallah, Police Station Rd.
[6 empty] | AFIC | 017918 | [5 empty] | Armed Force Institute Cardiology.
[6 empty] | Mohanpura | 017909 | Ratta |  |  |  |  | Mohanpura, Arjan Nagar, Novelty Cinema , Hafiz Dal Mill & Ice Factory.
[6 empty] | Iqbal Road-2 | 017931 | Committee Chowk |  |  |  |  | New sarafa Bazar, Lounda Bazar Chitti Hattian, Laal Hawaili & surrounding areas.
| IESCO | GSO Circle IESCO Islamabad | SS&TL Division IESCO Rawalpindi | A.E (T) Sub Division IESCO Rawalpindi | 132 KV GSS Cantt (T-1) (31.5/40 MVA) | Q-Project | 017929 | R.A Bazar | 29.11.2025 | 09:00 h | 15:00 h | Annual maintenance & protection testing of power transformer, transformer bays & 11 KV system | Defence
[6 empty] | DHQ | 017930 | Ganj Mandi |  |  |  |  | District Head Quarter Hospital Rawalpindin
[6 empty] | Bank Road-2 | 017928 | Saddar |  |  |  |  | Bank Rd, Railway Police Station, Railway DS office, Ghakhar Plaza.
[6 empty] | Adam G Road | 017932 | Civil Line |  |  |  |  | Ministry of Defence, heart Internation Hospital, 5 sarki, Mall Road & surrounding areas.
[6 empty] | Sir Syed Road | 017913 | [5 empty] | Civil Line, Police Lines, & Rwp Chamber of Commerce , Sir Syed Rd, Heat Internal, Min of Defence.
[6 empty] | Khadim Hussain | 017906 | Tariq Abad |  |  |  |  | K.H.Road, Aziz Bhatti Road, Lalkurti,
[6 empty] | CGH | 017917 | Saddar |  |  |  |  | Cantonment Board General Hospital
[6 empty] | Sarafa Bazar | 017920 | Bhabra Bazar |  |  |  |  | Sarafa Bazar, Waris Khan
[6 empty] | Jhanda | 017905 | Jhanda |  |  |  |  | Jinnah Rd, Usman Pura, Bara Bazar, Imprial Market, Trunk Bazar.
[6 empty] | Zafar ul Haq Road | 017914 | Zafar ul Haq |  |  |  |  | Qasim Abad, Dk.Khabba, Dk. Ellahi Bux, Amarpura & Jang Press.
[6 empty] | Aarya Mohalla | 017933 | Committee Chowk |  |  |  |  | Aarya Mohalla & surrounding
ANNUAL MAINTENACE SCHEDULE OF POWER TRANSFORMERS FOR THE MONTH OF 11-2025 UNDER SS&TL DIVISION IESCO Rajjar
1 | IESCO | GSO ISLAMABAD | SS&TL RAJJAR | CHAKWAL | 132 KV Talagang 20/26 MVA Power Transformer T-3. | Malakwal | 102408 | T/Gang City | 01.11.2025 | 9:00 | 15:00 | For Annual Maintenance & Protection Testing. | Village Malikwal, Sadiabad Chowk Talagang, Sargodha Road Talagang.
[6 empty] | Bilal Abad | 102405 | Rural T/Gang |  |  |  |  | Village Bilalabad, Village Akwal, Village Sagher, Village Budhial, Mianwali Road.
[6 empty] | Akwal | 102413 | Rural T/Gang |  |  |  |  | Akwal,Moh; Farooq Abad,Moh;Muhammad Abad,Moh; Ashraf,Moh; Awan Abad
[6 empty] | Tehi | 102414 | Rural T/Gang |  |  |  |  | Tehi,Dudial,Peera Jangla,Nekka Rehan.
[6 empty] | Thowa Mehram Khan | 102412 | Rural T/Gang |  |  |  |  | Tho Meram Khan,Dk;Kalyal,Dk; Noosher,Tiba Harmal.
2 |  |  |  |  | 132KV D.S.Bilawal 10/13MVA Power Transformer T-1 | Sukka | 25911 | D.S.Bilawal | 03.11.2025 | 9:00 | 15:00 |  | Sukka,Lati,Tibba, Tarhadda.
[6 empty] | Kot Shera | 25909 | D.S.Bilawal |  |  |  |  | Kot Qazi, Banjra, Kot Gullah, Chaki Shah Jee, Dhok Doba, Dhok Matoki, Dk Larrian, Dhok Jhut, Dhok Mail.
[6 empty] | Dhoke Ghazian | 25910 | D.S.Bilawal |  |  |  |  | Dok Muhammad Khan,Dhoke Ghazan, Farooqabad,Dok Noorshah, Kund,Doke Zaman,Shahwali,
[6 empty] | Sakasar | 25903 | Qaidabad (Fesco) |  |  |  |  | Under FESCO
[6 empty] | Kot Gullah | 25912 | D.S.Bilawal |  |  |  |  | Village Pichnand, Kot Shahmas, Village Kanat, Dhok Jamal, Murad Wand, Dhadhumber Colony.
3 |  |  |  |  | 132KV D.S.Bilawal 20/26 MVA Power Transformer T-2 | D.S.Bilawal | 25901 | D.S.Bilawal |  | 12:00 | 13:00 | For Cleaning of Bus Coupler | D.S.Bilawal, Chakrala, Dhok Ghazan,
[6 empty] | Lawa | 25902 | D.S.Bilawal |  |  |  |  | Village Lawa, Chakki. Sheikh Jee,
[6 empty] | Dhurnal | 25907 | D.S.Bilawal |  |  |  |  | Dhurnal, Sukka, Banjra, Tarhada, Gattal.
[6 empty] | Pichnad | 25908 | Rural
[6 empty] | Dhurnaka | 25906 | D.S.Bilawal |  |  |  |  | Dhurnal, Sukka, Banjra, Tarhada, Gattal.
4 |  |  |  | Chakwal | 132KV D.S.Bilawal 20/26 MVA Power Transformer T-2 | D.S.Bilawal | 25901 | D.S.Bilawal | 04.11.2025 | 9:00 | 15:00 | For Annual Maintenance & Protection Testing. | D.S.Bilawal, Chakrala, Dhok Ghazan,
[6 empty] | Lawa | 25902 | D.S.Bilawal |  |  |  |  | Village Lawa, Chakki. Sheikh Jee,
[6 empty] | Dhurnal | 25907 | D.S.Bilawal |  |  |  |  | Dhurnal, Sukka, Banjra, Tarhada, Gattal.
[6 empty] | Pichnad | 25908 | Rural
[6 empty] | Dhurnaka | 25906 | D.S.Bilawal |  |  |  |  | Dhurnal, Sukka, Banjra, Tarhada, Gattal.
5 |  |  |  | JHELUM | 132 KV Gujjar Khan 31.5/40 MVA Power Transformer T-2 | Gulyana | 004902 | Gulyana | 05.11.2025 | 9:00 | 15:00 | For Annual Maintenance & Protection Testing. | Guliana, Chak Chokhra, Pir Pholahi, Tibbi Syedan, Pholar Syedan
[6 empty] | R.T.Mill | 004907 | Gulyana |  |  |  |  | Rachna Textile Mill
[6 empty] | Mandra | 004904 | Mandra |  |  |  |  | GT Road Mandra, Mandra, Rakh Morr, Changa Mera , Kamandrial, Kuri, Mohra Mandoo.
[6 empty] | Mandra-2 | 004918 | Mandra |  |  |  |  | GT Road Mandra, Mandra, Rakh Morr, Changa Mera , Kamandrial, Kuri, Mohra Mandoo.
[6 empty] | Qazian | 004912 | Badana |  |  |  |  | Qazian, Miani Borgi, Islampura, Harnoo, Islampura
[6 empty] | L.T.C | 004914 | Mandra |  |  |  |  | Lakson Tabako Company
[6 empty] | Hamad Jangi | 004915 | Mandra |  |  |  |  | Sang , Hamal, Pothee, Chehari, Taju Jhangi, Ghangrial
[6 empty] | K.T.M-2 | 004916 | Gulyana |  |  |  |  | Kohinoor Textile Mills
[6 empty] | Bhalote | 004913 | Gulyana |  |  |  |  | Bhalote
6 | IESCO | GSO ISLAMABAD | SS&TL RAJJAR | CHAKWAL | 132KV Bhagwal 10/13 MVA Power transformer T-1 | Hasil | 064302 | Bhagwal | 06.11.2025 | 9:00 | 15:00 | For Annual Maintenance & Protection Testing. | Hassal, Karsal, Warwal, Pirwal, Sidder. Moolwal
[6 empty] | Neela | 064301 | Bhagwal |  |  |  |  | Nila, Thaneel Kamal, Dhulla, Ghugh,
[6 empty] | Pipli | 064305 | Bhagwal |  |  |  |  | Pipli, Balkasar, Bekari Kalan,, Madina Basti, Kotera, DK; Ajnal.
7 |  |  |  |  | 132KV Bhagwal 10/13 MVA Power transformer T-2 | Kot Chaudhrian | 64304 | Bhagwal | 06-11-2025 | 0:00 | 13:00 | For Cleaning of Bus Coupler | Vilalge Kot Chaudrian, Village Roopwal, Village Chawli
[6 empty] | Balkasar | 064303 | Bhagwal |  |  |  |  | Army Camp Balkassar, Munday, Marri, Khara, Gah, Begal, Marth, Alawal Sharif,
[6 empty] | Kasral | 064307 | Bhagwal |  |  |  |  | Kersal,Doke Basian,Chowali, Saddar, Hastal.
[6 empty] | Dullah | 064306 | Bhagwal |  |  |  |  | Dhoke Sherain, Doke Kaka,Gug, Tafseel Kamal,Narik Sydan, Pind Haraj,Doke Mureed,
8 |  |  |  |  | 132KV Bhagwal 10/13 MVA Power transformer T-2 | Kot Chaudhrian | 64304 | Bhagwal | 08-11-2025 | 9:00 | 15:00 | For Annual Maintenance & Protection Testing. | Vilalge Kot Chaudrian, Village Roopwal, Village Chawli
[6 empty] | Balkasar | 064303 | Bhagwal |  |  |  |  | Army Camp Balkassar, Munday, Marri, Khara, Gah, Begal, Marth, Alawal Sharif,
[6 empty] | Kasral | 064307 | Bhagwal |  |  |  |  | Kersal,Doke Basian,Chowali, Saddar, Hastal.
[6 empty] | Dullah | 064306 | Bhagwal |  |  |  |  | Dhoke Sherain, Doke Kaka,Gug, Tafseel Kamal,Narik Sydan, Pind Haraj,Doke Mureed,
9 |  |  |  |  | 132 KV Tamman 10/13MVA Power Transformer T-1. | Tamman | 72201 | Tamman | 10-11-2025 | 9:00 | 13:00 |  | Tamman, Jabi Shah Dilawar, Shah Muhammad Wali, Dandisurali.
[6 empty] | Budhial | 72210
[6 empty] | wanhar | 72202 | Tamman |  |  |  |  | Village Wanhar, Village Bidher, Village Dhulli, Village Bhagttal.
[6 empty] | Patwali | 72207 | Tamman |  |  |  |  | Patwali, Dhokmunian, Bidher, Misrial, Dhokkhalas.
[6 empty] | Miyal | 72208 | Tamman |  |  |  |  | Dhokfatehshah,Dhokmusab, Mayal City ,Dookhatal.
10 |  |  |  |  | 132 KV Tamman 7.5MVA Power Transformer T-2. | Multan Khurd | 72203 | Tamman |  | 12:00 | 16:00 |  | Village Muttan Khurd, Village Noorpur, Kotera.
[6 empty] | Dhermond | 72206 | [5 empty] | Dhermond
[6 empty] | Droot | 72205 | [5 empty] | Droot
[6 empty] | Khoian | 72209 | Tamman |  |  |  |  | Villagekhoian, Doke Khada, Doke Salary, Doke Porata, Binmosam.
11 |  |  |  | JHELUM | 132KV Sangohi 20/26MVA Power Transformer T-2 | Sangohi | 126302 | Sangohi | 11.11.2025 | 9:00 | 15:00 | For Annual Maintenance & Protection Testing. | Sanghoi
[6 empty] | Naugran | 26306 | Cantt: Jhelum |  |  |  |  | Naugran
[6 empty] | Chotala | 126303 | Sangohi |  |  |  |  | Chotala
12 |  |  |  | Chakwal | 132KV Chakwal 31.5/40MVA Power Transformer T-1 | Bekhari | 2204 | Tariq (S) | 12.11.2025 | 9:00 | 15:00 | For Annual Maintenance & Protection Testing. | Bekhari, Thaneel Fatoi, Chak Naurang, Bheen, Chak Umra, Iqbal Town, Aminabad. Mohra Sharif, Pinwal.
[6 empty] | Line Park | 2213 | City Chakwal |  |  |  |  | Moh: Line Park, Dhakoo Road, Moh: Jaffarabad, Faisal Colony, Madina Town.
[6 empty] | Mangan | 2211 | G.Abad. |  |  |  |  | Maingen, Odherwal, Lakhwal, Mehro Peloo.
[6 empty] | Karyala | 2216 | Azhar (S) |  |  |  |  | Karyala, Sadwal, Janga, Mohra Thaneel, Khohar zer, Jhatla Jaswal, Dhok Tahlian, Tharpal, Kot Raja.
[6 empty] | Mangwal/Jamalwal | 2219 | G.Abad. |  |  |  |  | Mangwal, Jamalwal, Sikriyala, Dhok Mureed, Khanwal,
[6 empty] | Al-Qaim Mill | 2206 | [5 empty] | Al-Qaim Textile Mill.
[6 empty] | Sarkal | 2207 | Tariq (S) |  |  |  |  | Sarkal, Shaheenabad, Dab, Tatral, Chatal, Sutwal, Choa Chowk, Budial, Jabairpur,
13 |  |  |  |  | 132KV Chakwal 31.5/40MVA Power Transformer T-2 | K.S.M-II | 002209 | City |  | 12:00 | 13:00 | For Cleaning of Bus Coupler | Kohinoor Spinning Mills Unit No. 2 Pindi Road Chakwal.
[6 empty] | Alqadir Mill | 002210 | Tariq (S) |  |  |  |  | Al-Qadir Textile Mills - Jhelum Road Chakwal.
[6 empty] | K.S.M- I | 002205 | City |  |  |  |  | Kohinoor Spinning Mills Unit No. 1 Pindi Road Chakwal.
[6 empty] | PAF | 002215 | G.Abad |  |  |  |  | Area of Pakistan Air Force - Mureed Air Base.
[6 empty] | KSM-3 | 002212 | Azher (S) |  |  |  |  | Kohinoor Spinning Mills Unit No. 3 Bhoun Road Chakwal.
[6 empty] | Alrizwan Mill | 002213 | Tariq (S) |  |  |  |  | ALRIZWAN TEXTILE MILLS
[6 empty] | Bhone | 002202 | Azher (S) |  |  |  |  | Bhoun, Thoa Humayoun, Khai, Rahna Saadat, Ratta Sharif, Bhatti Gujar, Bharpur, Hattar.
[6 empty] | Millat Chowk | 002220 | City |  |  |  |  | Millat Chowk, Ashraf Town, Dhakoo Road, Maghi Road,
14 | IESCO | GSO ISLAMABAD | SS&TL RAJJAR | JHELUM | 132 KV Sohawa 20/26MVA Power Transformer T-I | Katchery Sohawa | 125001 | Sohawa | 13.11.2025 | 9:00 | 15:00 | For Annual Maintenance & Protection Testing. | Katchery Sohawa
[6 empty] | Pind Matay Khan | 125003 | Sohawa |  |  |  |  | Jand Mehloo
[6 empty] | Shah Safeer | 12506 | Sohawa |  |  |  |  | Shah Safeer
15 |  |  |  |  | 132 KV Sohawa 20/26 MVA Power Transformer T-2 | Ghouri Dhamaik | 125002 | Sohawa | 13-11-2025 | 12:00 | 13:00 | For Cleaning of Bus Coupler | Ghouri Dhamaik
[6 empty] | Main Bazazr | 125005 | [5 empty] | Main Bazazr
[6 empty] | Nai Khanga | 125004 | [5 empty] | Nai Khanga
[6 empty] | Karsal | 125007 | Rural |  |  |  |  | Karsal
16 |  |  |  |  | 132 KV Sohawa 20/26 MVA Power Transformer T-2 | Ghouri Dhamaik | 125002 | Sohawa | 15-11-2025 | 9:00 | 15:00 | For Annual Maintenance & Protection Testing. | Ghouri Dhamaik
[6 empty] | Main Bazazr | 125005 | [5 empty] | Main Bazazr
[6 empty] | Nai Khanga | 125004 | [5 empty] | Nai Khanga
[6 empty] | Karsal | 125007 | Rural |  |  |  |  | Karsal
17 |  |  |  | CHAKWAL | 132KV Chakwal 31.5/40MVA Power Transformer T-2 | K.S.M-II | 002209 | City | 17.11.2025 | 9:00 | 15:00 | For Annual Maintenance & Protection Testing. | Kohinoor Spinning Mills Unit No. 2 Pindi Road Chakwal.
[6 empty] | Alqadir Mill | 002210 | Tariq (S) |  |  |  |  | Al-Qadir Textile Mills - Jhelum Road Chakwal.
[6 empty] | K.S.M- I | 002205 | City |  |  |  |  | Kohinoor Spinning Mills Unit No. 1 Pindi Road Chakwal.
[6 empty] | PAF | 002215 | G.Abad |  |  |  |  | Area of Pakistan Air Force - Mureed Air Base.
[6 empty] | KSM-3 | 002212 | Azher (S) |  |  |  |  | Kohinoor Spinning Mills Unit No. 3 Bhoun Road Chakwal.
[6 empty] | Alrizwan Mill | 002213 | Tariq (S) |  |  |  |  | ALRIZWAN TEXTILE MILLS
[6 empty] | Bhone | 002202 | Azher (S) |  |  |  |  | Bhoun, Thoa Humayoun, Khai, Rahna Saadat, Ratta Sharif, Bhatti Gujar, Bharpur, Hattar.
[6 empty] | Millat Chowk | 002220 | City |  |  |  |  | Millat Chowk, Ashraf Town, Dhakoo Road, Maghi Road,
18 |  |  |  |  | 132KV Kalar Kahar 10/13 MVA Power Transformer T-1 | O/G Kalar Khar | 130801 | K. Khar | 18.11.2025 | 9:00 | 13:00 | For Annual Maintenance & Protection Testing. | KALAR KAHAR,KHAIRPUR,RANSIAL,CHUMBI,KHANDOWA,CHAK KHOSHI,KHOHAR BALA,
[6 empty] | Sardhi | 130803 | K. Khar |  |  |  |  | MIANI,WASNAL,JHAMRA,PAHAR KHAN,GHAI GUFFRAN WALA,MAKHIAL,BUCHAL KHURD
19 |  |  |  |  | 132KV Kalar kahar 10/13 MVA Power Transformer T-2 | Khairpur | 130802 | K. Khar |  | 12:00 | 15:00 |  | MIANI,WASNAL,JHAMRA,PAHAR KHAN,GHAI GUFFRAN WALA,MAKHIAL,BUCHAL KHURD
20 |  |  |  |  | 132KV Pinanwal 20/26 MVA Power Transformer T-1 | C.W.O. | 058204 | Pinanwal | 19.11.2025 | 9:00 | 15:00 |  | Army Area - Civil Work Organization.
[6 empty] | Jalalpur | 058203 | Pinanwal |  |  |  |  | Dewan Pur, Kanianwala, Chak Jani, Chakri Karam Khan, Dheri Piran, Pir Chak, Chitti, Pippli, Ladwa, Jalal Pur.
[6 empty] | Abdullah Pur | 058206 | Pinanwal |  |  |  |  | Abdullah Pur , Kotli Piran, Wag Nagial, Titli, Daultpur, Kot Umar, Chakri, Till Ghorga.
[6 empty] | Daryala Jalib | 058205 | D.Jalib |  |  |  |  | Dharyala Jalip, Chak Hameed, Adowal, Karimpura, Chak Mujahaid, Dingwal, Kothian, Mirzapur, Jattipur
21 |  |  |  |  | 132KV Pinanwal 10/13 MVA Power Transformer T-2 | Rawal | 058201 | Pinanwal | 19-11-2025 | 12:00 | 13:00 |  | Rawal, Gharibwal, Sauwal, Samanwal, Jutana, Baghanwala, Sirhandi, Warnali, Wara Pharpra
[6 empty] | Sagarpur | 058202 | Pinanwal |  |  |  |  | Chak Mujahid Shumali, Karyala, Chak Shadi, Pinanwal, Kotli Piran, Kot Umar, Nawan Giran, Pindi Said Pur, Sagherpur, Khewianwala, Bhabanwala, Daulat Pur, Pindi Bikh, Chak Danial.
22 |  |  |  |  | 132KV Pinanwal 10/13 MVA Power Transformer T-2 | Rawal | 058201 | Pinanwal | 20-11-2025 | 9:00 | 15;00 | For Cleaning of Bus Coupler | Rawal, Gharibwal, Sauwal, Samanwal, Jutana, Baghanwala, Sirhandi, Warnali, Wara Pharpra
[6 empty] | Sagarpur | 058202 | Pinanwal |  |  |  |  | Chak Mujahid Shumali, Karyala, Chak Shadi, Pinanwal, Kotli Piran, Kot Umar, Nawan Giran, Pindi Said Pur, Sagherpur, Khewianwala, Bhabanwala, Daulat Pur, Pindi Bikh, Chak Danial.
23 | IESCO | GSO ISLAMABAD | SS&TL RAJJAR | Jhelum | 132KV Rajjar 20/26 MVA Power Transformer T-1 | M/College | 47007 | Sarai Alamgir | 22.11.2025 | 9:00 | 15:00 | For Annual Maintenance & Protection Testing. | Wapda Colony, Mehaykalan, Naryal, BhalwalGharbi
[6 empty] | O/G S.A.Gir | 47002 | Sarai Alamgir |  |  |  |  | KotianChappar, Shamasabad, Ourangabad, ChowkAzmat-e-Mustafa
[6 empty] | Mandi Bhalwal | 47010 | Rajjar |  |  |  |  | Simbly, khohar, Bhawanj, SarDoke
[6 empty] | Shakreela | 47003 | Rajjar |  |  |  |  | Qasba Vill,Khanpur,Bhagnagar,Shakreela
[6 empty] | Puran | 047001 | S.A.Gir |  |  |  |  | Wapda Colony, Mehay kalan, Naryal, Bhalwal Gharbi
[6 empty] | Kharka | 047015 | S.A.Gir |  |  |  |  | Kharka
24 |  |  |  |  | 132KV Rajjar 20/26 MVA Power Transformer T-2 | Shamasabad | 047005 | S.A.Gir | 22-11-2025 | 12:00 | 13:00 | For Cleaning of Bus Coupler | Kotian Chappar, Shamasabad, Ourangabad, Chowk Azmat-e-Mustafa
[6 empty] | Khohar | 047004 | S.A.Gir |  |  |  |  | Simbly, khohar, Bhawanj, Sar Doke
[6 empty] | Chapran | 047011 | S.A.Gir |  |  |  |  | Kotian Chappar, Shamasabad, Ourangabad, Chowk Azmat-e-Mustafa
[6 empty] | Moh. Shaheedan | 047014 | S.A.Gir |  |  |  |  | May road , Wapada colony
25 |  |  |  |  | 132KV Rajjar 20/26 MVA Power Transformer T-2 | Shamasabad | 047005 | S.A.Gir | 24-11-2025 | 9:00 | 15:00 | For Annual Maintenance & Protection Testing. | Kotian Chappar, Shamasabad, Ourangabad, Chowk Azmat-e-Mustafa
[6 empty] | Khohar | 047004 | S.A.Gir |  |  |  |  | Simbly, khohar, Bhawanj, Sar Doke
[6 empty] | Chapran | 047011 | S.A.Gir |  |  |  |  | Kotian Chappar, Shamasabad, Ourangabad, Chowk Azmat-e-Mustafa
[6 empty] | Moh. Shaheedan | 047014 | S.A.Gir |  |  |  |  | May road , Wapada colony
26 |  |  |  |  | 132KV Jhelum 31.5/40 MVA Power Transformer T-1 | Zubair Shaheed | 007717 | Cantt: Jhelum | 25.11.2025 | 9:00 | 15:00 |  | Lala Zar Col;, Shandar Chowk, Nia Bazar
[6 empty] | Civil Line | 007708 | SDO Civil Line |  |  |  |  | Civil Line, Nia Moh: Distt:&session, Court,
[6 empty] | A.T.M | 007701 | SDO Urban Jhelum |  |  |  |  | Allinace Textile Mills
[6 empty] | Gul Afshan | 007703 | SDO Cantt:Jhelum |  |  |  |  | Cantt Area, G/Afshan Colony, Saeela
[6 empty] | Langer Pur | 007725 | SDO Cantt:Jhelum |  |  |  |  | GT road; upto Kashmir, COL; Thathan Gujran,Langarpur, Dk;Munawar
[6 empty] | Jada | 007705 | SDO Urban Jhelum |  |  |  |  | Nawab col: Jada, DHQ JM,Ramzan pura Dk. Juma, Dk. Fardoos
[6 empty] | Machine Mohallah | 007706 | SDO Civil Line |  |  |  |  | M.Moh;GT RD;,Makhdoomabad, Mujahidabad
27 |  |  |  |  | 132KV Jhelum 31.5/40 MVA Power Transformer T-2 | Kutchery | 7707 | Urban |  | 12:00 | 13:00 | For Cleaning of Bus Coupler | Aima, Jattan, DHQ JM, Kareem Pura, Islam Pura, Moh: Chistian, Katchery Rd
[6 empty] | Ajmal Shaheed | 7718 | Urban |  |  |  |  | Bilal Town, Chak Khasa, Thalianwala, Sikandar Town
[6 empty] | Sangohi | 7712 | Sangoi |  |  |  |  | Badloot, Daryala, Sanghoi, Chak Mehmda, Nara, Khinger
[6 empty] | P.T.C | 7715 | Rural |  |  |  |  | Pakistan Tabaco Company
[6 empty] | Akram (s) | 7719 | Civil line |  |  |  |  | Main Bazar, Bagh Moh:, Shomali Moh:, Khansama Moh:
[6 empty] | Nathwala | 7716 | Sangoi |  |  |  |  | Maloot, Khai Kotli, Chotala, Khurd, Bhamber
[6 empty] | Safdar (S) | 7722 | Sangoi |  |  |  |  | Jango, Gurah Saleem, Toor, Noorpur Baghian, Nathwala, Chotala.
[6 empty] | City Housing | 7728 | Rural |  |  |  |  | City Housing
28 |  |  |  | Jhelum | 132 KV Sangohi 20/26 MVA Power Transformer T-1 | Khai kulia | 126301 | Sangohi | 26.11.2025 | 9:00 | 15:00 | For Annual Maintenance & Protection Testing. | Khai kulia
[6 empty] | Cantt | 126304 | Cantt: Jhelum |  |  |  |  | Jhelum Cantt
[6 empty] | Saeela | 126305 | Cantt: Jhelum |  |  |  |  | Saeela
29 |  |  |  |  | 132KV Sangohi 20/26 MVA Power Transformer T-2 | Sangohi | 126302 | Sangohi |  | 12:00 | 13:00 | For Cleaning of Bus Coupler | Sanghoi
[6 empty] | Naugran | 26306 | Cantt: Jhelum |  |  |  |  | Naugran
[6 empty] | Chotala | 126303 | Sangohi |  |  |  |  | Chotala
30 | IESCO | GSO ISLAMABAD | SS&TL RAJJAR | Jhelum | 132KV Jhelum 31.5/40MVA Power Transformer T-3 | Jakkar | 007714 | Rural | 27.11.2025 | 9:00 | 16:00 | For Annual Maintenance & Protection Testing. | Kountrilli, Chak Noor u Din, Sh: Qurshian,
[6 empty] | Chipboard | 007702 | Rural |  |  |  |  | Rathian, Bala Bhadial, Kala Gujran, Fazalabad
[6 empty] | Kala Base | 007710 | Cantt |  |  |  |  | Kaka Gujran, Shamaspur, Chak Jamal, Dhanyala,
[6 empty] | Chak Daulat | 007709 | Rural |  |  |  |  | Kala Gujran, Kharyala, Kool Pur, Kaka Dev
[6 empty] | Industrial | 007721 | Rural |  |  |  |  | SIE Jhelum, Chip Board
[6 empty] | Bilal Town |  | urban |  |  |  |  | Bilal Town, Chak Khasa, Thalianwala, Sikandar Town
[6 empty] | COD Kala | 007724 | Rural |  |  |  |  | ARMY INDEPENDENT
31 |  |  |  |  | 132KV Jhelum 31.5/40 MVA Power Transformer T-4 | Borian | 007726 | Rural |  | 12:00 | 13:00 | For Cleaning of Bus Coupler | Borian
[6 empty] | (F-13) Garmala | 007713 | Cantt |  |  |  |  | (F-13) Garmala
[6 empty] | Sana Ullah Shaheed | 007711 | Cantt |  |  |  |  | Sana Ullah Shaheed
[6 empty] | C.M.H | 007723 | Cantt |  |  |  |  | C.M.H
[6 empty] | Kareem Pura |  | Urban |  |  |  |  | Kareem Pura
[6 empty] | Pukwal | 007720 | Rural |  |  |  |  | Pukwal
[6 empty] | Abbas Pura | 007727 | Rural |  |  |  |  | Abbas Pura
32 |  |  |  |  | 132KV Rajjar 20/26 MVA Power Transformer T-3 | Bolani | 47006 | Rajjar | 29.11.2025 | 9:00 | 15:00 | For Annual Maintenance & Protection Testing. | Bhawali, Dandi Dara, Bolani, Baisa
[6 empty] | Fatehpur | 47009 | S.A.Gir |  |  |  |  | Fateh Pur, Dk. Amral, Puran, Veerina
[6 empty] | keryala | 047008 | Rajjar |  |  |  |  | Gaddi Gurah, Karyala, Choa Jattan.
[6 empty] | Metro City | 47012 | Rajjar |  |  |  |  | Metro City
[6 empty] | Grand City | 47013 | Rajjar |  |  |  |  | Grand City
ANNUAL MAINTENACE SCHEDULE OF POWER TRANSFORMERS FOR THE MONTH OF 12-2025 UNDER SS&TL DIVISION IESCO Islamabad
1 | IESCO | GSO | SS&TL ISD | RE I-8 | Power Transformer T-1 (31.5 /40MVA) At 132KV GSS I-8 | following 11kv feedeers will be affect during this shutdown |  |  | 01-12-2025 | 09:00 | 15:00 | Annual Maintenance | following 11kv feedeers will be affect during this shutdown
[6 empty] | F.H.S | 61120 | I-9 |  |  |  |  | I-8/4 & Faizabad
[6 empty] | F-BLOCK | 61114 | F-BLOCK |  |  |  |  | New Katarian,F-Block, Dinna Hardo, and Surrounding Area
[6 empty] | I-9/4 | 61128 | I-9 |  |  |  |  | I-9/4 Sector
[6 empty] | MUSLIM TOWN | 61116 | D. K. KHAN |  |  |  |  | Service Road, Dhoke Kala Khan, Farooq Azam Road, Awan Colony. and Surrounding Area
[6 empty] | CHASHNUB | 61108 | I-9 |  |  |  |  | Independent
[6 empty] | I-8/1 | 61109 | I-9 |  |  |  |  | Sector I-8/1
[6 empty] | AL-KATEL | 61110 | I-9 |  |  |  |  | Independent
[6 empty] | Muzamal Town | 61113 | M. TOWN |  |  |  |  | Muzamal Town
[6 empty] | Sohan | 61134 | Rawalakot |  |  |  |  | Sohan & Srounding
[6 empty] | CDA | 61115 | G-6 |  |  |  |  | CDA Independent
[6 empty] | FLOUR MILL-2 | 61130 | I-9 |  |  |  |  | Imran F/Mill, Al-Hiolal F/Mill, Arshad F/Mill, Kashmir F/Mill, Fine F/Mill,
[6 empty] | A. F. O. H. S | 61131 | GANGAL |  |  |  |  | A. F. O. H. S
[6 empty] | CCC | 61135 | I-9 |  |  |  |  | CCC
2 | IESCO | GSO | SS&TL ISD | RE I-8 | Power Transformer T-2 (31.5 /40MVA) At 132KV GSS I-8 | following 11kv feedeers will be affect during this shutdown |  |  | 01-12-2025 | 12:00 | 13:00 | Annual Maintenance | following 11kv feedeers will be affect during this shutdown
[6 empty] | I-8 MARKAZ | 61129 | I-9 |  |  |  |  | I-8 Mkz
[6 empty] | C.S.T | 61126 | I-9 |  |  |  |  | Sewerage Treatment Plant
[6 empty] | FLOUR MILL | 61107 | I-9 |  |  |  |  | AL-HILAL STEEL , Victory Pipe, Islamabad F/Mill
[6 empty] | G.O.R | 61103 | I-9 |  |  |  |  | I-9/1 SECTOR & I-9/M.
[6 empty] | H-8/2 | 61111 | I-9 |  |  |  |  | H-8/2
[6 empty] | FAZAIA COLONY | 61112 | GANGAL |  |  |  |  | Fazia Colony
[6 empty] | KRL | 61113 | GANGAL |  |  |  |  | KRL Complex
3 | IESCO | GSO Circle | SS&TL ISD | AE(T) No.I | 132KV GSS G-9 Power Transformer T-1 (31.5/40 MVA) | Following 11KV Feeders willl be affect during this shutdwon |  |  | 02-12-2025 | 09:00 | 15:00 | Annual Maintenance | Following 11KV Feeders willl be affect during this shutdwon
[6 empty] | New G-9/1 | 122304 | G-9 |  |  |  |  | New G-9/1
[6 empty] | New F-9 Park | 122302 | F-8 |  |  |  |  | New F-9 Park
[6 empty] | New G-9 Markaz | 122313 | G-9 |  |  |  |  | New G-9 Markaz
[6 empty] | New G-9/2 | 122305 | G-9 |  |  |  |  | New G-9/2
[6 empty] | New G-9/3 | 122306 | G-9 |  |  |  |  | New G-9/3
[6 empty] | N. Karachi Comp: | 122311 | G-9 |  |  |  |  | N. Karachi Comp:
[6 empty] | New G-10/3 | 122310 | G-9 |  |  |  |  | New G-10/3
[6 empty] | New Aziz Chowk | 122303 | F-8 |  |  |  |  | New Aziz Chowk
[6 empty] | G-10/4 | 122314 | G-9 |  |  |  |  | G-10/4 area
4 | IESCO | GSO Circle | SS&TL ISD | AE(T) No.I | 132KV GSS G-9 Power Transformer T-2 (31.5/40 MVA) | Following 11KV Feeders willl be affect during this shutdwon |  |  | 02-12-2025 | 12:00 | 13:00 | For Cleaning of Bus Coupler
[6 empty] | F-8/1 | 222317 | G-9
[6 empty] | New G-10/2 | 122309 | G-9 |  |  |  |  | New G-10/2
[6 empty] | New G-10/1 | 122308 | G-9 |  |  |  |  | New G-10/1
[6 empty] | New G-9/4 | 122307 | G-9 |  |  |  |  | New G-9/4
[6 empty] | New G-9 Express | 122312 | G-9 |  |  |  |  | New G-9 Express
[6 empty] | New G-8/2 | 122301 | G-7 |  |  |  |  | New G-8/2
[6 empty] | G-10 Mkz | 122315 | G-9 |  |  |  |  | G-10 Mkz
[6 empty] | F-8 Mkz | 122316 | F-8 |  |  |  |  | F-8 Mkz
5 | IESCO | GSO Circle | SS&TL ISD | AE(T) No.I | Power Transformer T-3 (20/26 MVA) at 132KV GSS F-11 | Following 11KV Feeders willl be affect during this shutdwon |  |  | 03-12-2025 | 09:00 | 15:00 | Annual Maintenance | Following 11KV Feeders willl be affect during this shutdwon
[6 empty] | Pir Mehr Ali Shah | 69227 | F-11 |  |  |  |  | Golra city and srounding
[6 empty] | Dargha | 69219 | F-11 |  |  |  |  | Golra City
[6 empty] | E-11/2 | 69223 | F-11 |  |  |  |  | feed through E-11/2 ( D-12 GSS)
[6 empty] | Capital Residentia | 69226 | F-11 |  |  |  |  | Capital Residentia flats
[6 empty] | SPD | 69228 | F-11 |  |  |  |  | independent
[6 empty] | D.C.I | 69229 | F-8 |  |  |  |  | independent
[6 empty] | NPF-II | 69230 | F-11 |  |  |  |  | NPF-II
6 | IESCO | GSO | SS&TL ISD | RE I-8 | Power Transformer T-2 (31.5 /40MVA) At 132KV GSS I-8 | following 11kv feedeers will be affect during this shutdown |  |  | 04-12-2025 | 09:00 | 15:00 | Annual Maintenance | following 11kv feedeers will be affect during this shutdown
[6 empty] | I-8 MARKAZ | 61129 | I-9 |  |  |  |  | I-8 Mkz
[6 empty] | C.S.T | 61126 | I-9 |  |  |  |  | Sewerage Treatment Plant
[6 empty] | FLOUR MILL | 61107 | I-9 |  |  |  |  | AL-HILAL STEEL , Victory Pipe, Islamabad F/Mill
[6 empty] | G.O.R | 61103 | I-9 |  |  |  |  | I-9/1 SECTOR & I-9/M.
[6 empty] | H-8/2 | 61111 | I-9 |  |  |  |  | H-8/2
[6 empty] | FAZAIA COLONY | 61112 | GANGAL |  |  |  |  | Fazia Colony
[6 empty] | KRL | 61113 | GANGAL |  |  |  |  | KRL Complex
7 | IESCO | GSO | SS&TL ISD | RE I-8 | Power Transformer T-3 (31.5 /40MVA) At 132KV GSS I-8 | following 11kv feedeers will be affect during this shutdown |  |  | 06-12-2025 | 09:00 | 15:00 | Annual Maintenance | following 11kv feedeers will be affect during this shutdown
[6 empty] | INDUSTRIAL-II | 61127 | I-9 |  |  |  |  | ITTEHAD STEEL, FAZAL STEEL, NAFEES FLOUR MILL SIHALA FLOUR MILL, VICTORY PIPE.
[6 empty] | I-8/4 | 61121 | I-9 |  |  |  |  | Sector I-8/4
[6 empty] | A-BLOCK | 61104 | CH. CHOWK |  |  |  |  | A.Block,Dk.Paracha,C-Block,Murree Road and surrounding area
[6 empty] | SERVICE ROAD | 61101 | D. K. KHAN |  |  |  |  | Service Road, Dhoke Chaudhrian, Dhoke Anwar and Surrounding Area
[6 empty] | WASA | 61125 | F-BLOCK |  |  |  |  | Exempted Watter Supply
[6 empty] | KHURRAM COLONY | 61122 | M. TOWN |  |  |  |  | Khurram colony, Muslim Topwn, Sadiqabad , Bahari Colony.
[6 empty] | JINNAH CAMP | 61117 | GANGAL |  |  |  |  | Independent
[6 empty] | KURRI ROAD | 61123 | M. TOWN |  |  |  |  | Kuri Road,Muzmial Town, Haroon Chowk and surrounding Areas
[6 empty] | HAMZA CAMP | 61124 | CH. CHOWK |  |  |  |  | Independent
8 | IESCO | GSO Circle | SS&TL ISD | AE(T) No.I | 132KV GSS G-9 Power Transformer T-2 (31.5/40 MVA) | Following 11KV Feeders willl be affect during this shutdwon |  |  | 9-12-2025 | 09:00 | 15:00 | Annual Maintenance
[6 empty] | F-8/1 | 222317 | G-9
[6 empty] | New G-10/2 | 122309 | G-9 |  |  |  |  | New G-10/2
[6 empty] | New G-10/1 | 122308 | G-9 |  |  |  |  | New G-10/1
[6 empty] | New G-9/4 | 122307 | G-9 |  |  |  |  | New G-9/4
[6 empty] | New G-9 Express | 122312 | G-9 |  |  |  |  | New G-9 Express
[6 empty] | New G-8/2 | 122301 | G-7 |  |  |  |  | New G-8/2
[6 empty] | G-10 Mkz | 122315 | G-9 |  |  |  |  | G-10 Mkz
[6 empty] | F-8 Mkz | 122316 | F-8 |  |  |  |  | F-8 Mkz
9 | IESCO | GSO Circle | SS&TL ISD | AE(T) No.I | 132KV GSS G-9 Power Transformer T-3 (31.5/40 MVA) | Following 11KV Feeders willl be affect during this shutdwon |  |  | 10-12-2025 | 09:00 | 15:00 | Annual Maintenance | Following 11KV Feeders willl be affect during this shutdwon
[6 empty] | KRL Hospital | 122318 | G-9 |  |  |  |  | KRL Hospital
[6 empty] | C-2 | 122319 | G-9 |  |  |  |  | C-2
[6 empty] | sukh chain | 122320 | F-8 |  |  |  |  | sukh chain
[6 empty] | Centoras hotel | 122322 | F-8 |  |  |  |  | Centoras hotel
[6 empty] | Mezan Bank | 122321 | G-7 |  |  |  |  | Mezan Bank
[6 empty] | Pak Land | 122323 | G-9 |  |  |  |  | Pak Land
10 | IESCO | GSO | SS&TL ISD | AE(T) No.II | Power Transformer T-1 (31.5/40 MVA) At 132KV GSS Satellite Town | Following 11KV Feeders willl be affect during this shutdwon |  |  | 11-12-2025 | 09:00 | 15:00 | Annual Maintenance | Following 11KV Feeders willl be affect during this shutdwon
[6 empty] | Comm: Center | 95802 | F-Block |  |  |  |  | D.Block,B-Block,Commercial Market, 6Th Road And Surrounding Area.
[6 empty] | Farooq azam | 95806 | dhok kala khan |  |  |  |  | Service Road, Dhoke Kala Khan, Farooq Azam Road, and Surrounding Area
[6 empty] | 4th Road | 95804 | F-Block |  |  |  |  | Said Pur, B-Block, D-Block, Comm. Center, Dk Hayat & Surrounding Area.
[6 empty] | E.bloock | 95811 | F-Block |  |  |  |  | Said Pur Sakeem No 2, E-Block Kashmiri Cly. And Surrounding Area.
[6 empty] | Shaheed M. Din | 95818 | Muslim town |  |  |  |  | Khanna Road , Abdullah Majsid , Ayub Medical College , Mohallah Bhattian, Noora Road
[6 empty] | Abu bakar | 95825 | Ashgar Mal |  |  |  |  | Abu bakar
[6 empty] | Abul Rehman | 95828 | Chandni chowk |  |  |  |  | Abul Rehman
11 | IESCO | GSO | SS&TL ISD | AE(T)No.I | Power Transformer T-3 (31.5/40MVA ) At 132KV GSS I-10 | following 11kv feedeers will be affect during this shutdown |  |  | 13-12-2025 | 09:00 | 15:00 | Annual Maintenance | following 11kv feedeers will be affect during this shutdown
[6 empty] | PTV-2 | 6415 | I-9 |  |  |  |  | PTV-2 (Independent)
[6 empty] | Industrial-1 | 6409 | I-9 |  |  |  |  | Modern Steel No2, Shaheen Pipe
[6 empty] | Katarian | 6416 | F-Block |  |  |  |  | New Katarian,F-Block, Dinna Hardo, and Surrounding Area
[6 empty] | Warid Telecom | 6439 | I-9 |  |  |  |  | Sector G-10/3
[6 empty] | Holy Family | 6418 | F-Block |  |  |  |  | Hospital Holy Family Independent
[6 empty] | New United Steel | 6419 | I-10 |  |  |  |  | Zia Steel Mill (New United Steel)
[6 empty] | M.Hussain Steel | 6427 | I-10 |  |  |  |  | M. Hussain Steel Independent
[6 empty] | Industrial-2 | 6422 | I-9 |  |  |  |  | Ithad Steel, Fazal Steel, Nafees Floor Mill, Sihala Floor Mill, Victory Pipe.
[6 empty] | Fazal Steel Mill | 6429 | I-9 |  |  |  |  | Fazal-e-Rebar (Independent)
[6 empty] | MG Steel Mill | 6440 | I-9 |  |  |  |  | Some portion of G-9/1 & G-9/2
[6 empty] | Itahad Steel | 6430 | I-9 |  |  |  |  | Ittehad Steel Independent
[6 empty] | Industrial -3 | 6431 | I-9 |  |  |  |  | Islamabad Floor Mill, Rastagar, Victory Pipe
[6 empty] | EVC-2 | 6441 | I-9 |  |  |  |  | EVC-II
12 | IESCO | GSO | SS&TL ISD | AE(T) No.II | Power Transformer T-1 (20/26MVA) At 132KV GSS G-5 | following 11kv feedeers will be affect during this shutdown |  |  | 14-12-2025 | 9:00 | 15:00 | Annual Maintenance | following 11kv feedeers will be affect during this shutdown
[6 empty] | Supreme Court | 75001 | F-6 |  |  |  |  | Exempted (Supreme Court)
[6 empty] | Civic Center | 75002 | F-6 |  |  |  |  | Stand by for VIP
[6 empty] | Royal Enclave | 75006 | F-6 |  |  |  |  | Diplomatic Enclave
[6 empty] | Parliament Lodge | 75009 | F-6 |  |  |  |  | Parliament Lodges (Exempted)
[6 empty] | Convention Centre | 75008 | F-6 |  |  |  |  | Standby source for convention center
[6 empty] | HBL/MCB | 75012 | F-6 |  |  |  |  | H.B.L/M.C.B
[6 empty] | China Embassy | 75025 | F-6 |  |  |  |  | China Embassy
[6 empty] | Rabnawaz Shaheed | 75014 | F-6 |  |  |  |  | Exempted (Foreign Embassy)
13 | IESCO | GSO Circle | SS&TL ISD | AE(T) No.2 | Power Transformer T-2 (20/26 MVA) 132KV GSS D-12 | Following 11kv feeders will be affect during this shutdown |  |  | 14-12-2025 | 9:00 | 15:00 | Annual Maintenance | Following 11KV Feeders willl be affect during this shutdwon | In case of Cancellation of G-5 T-1 S-Down
[6 empty] | Railway road | 104004 | F-11 |  |  |  |  | DHREK MOHRI,BANNI STOP,ABADI RAILWAY RD
[6 empty] | D-12/Markaz | 104010 | F-11 |  |  |  |  | Sector D-12/Markaz
[6 empty] | D-12/4 | 104007 | F-11 |  |  |  |  | Sector D-12/4
[6 empty] | D-12/3 | 104006 | F-11 |  |  |  |  | Sector D-12/3
[6 empty] | MPCHS | 104008 | F-11 |  |  |  |  | E-11/3 (MPHS)
[6 empty] | NPF | 104009 | F-11 |  |  |  |  | SECTOR E-11/4 (NPF)
[6 empty] | Kalinjar | 104012 | F-11
14 | IESCO | GSO | SS&TL ISD | AE(T) No.I | Power Transformer T-2 (31.5/40 MVA) At 132KV GSS Satellite Town | Following 11KV Feeders willl be affect during this shutdwon |  |  | 15-12-2025 | 09:00 | 15:00 | Annual Maintenance | Following 11KV Feeders willl be affect during this shutdwon
[6 empty] | 6th Road | 95827 | F-Block |  |  |  |  | 6th Road
[6 empty] | B.Block | 95807 | Chandni chowk |  |  |  |  | B.Block
[6 empty] | New Malpur | 95809 | Chandni chowk |  |  |  |  | New Malpur
[6 empty] | Shakrial | 95803 | Muslim town |  |  |  |  | Shakrial
[6 empty] | J.M Road | 95814 | Babra bazar
[6 empty] | C-Block | 95831 | Chandni chowk |  |  |  |  | C-Block
[6 empty] | Ojri Camp | 95832 | Chandni chowk |  |  |  |  | Ojri Camp
[6 empty] | T&T | 95810 | F-Block |  |  |  |  | T&T
[6 empty] | Asghar Mall | 95805 | Ashgar Mal |  |  |  |  | Asghar Mall
ANNUAL MAINTENACE SCHEDULE OF POWER TRANSFORMERS FOR THE MONTH OF 12-2025 UNDER SS&TL DIVISION IESCO Rawalpindi
1 | IESCO | GSO Circle IESCO Islamabad | SS&TL Division IESCO Rawalpindi | A.E (T) Sub Division IESCO Rawalpindi | 132 KV GSS Bakramandi (T-3) (31.5/40 MVA) | Maj Riaz | 1017 | Tariqabad | 01.12.2025 | 09:00 h | 15:00 h | Annual maintenance & protection testing of power transformer, transformer bays & 11 KV system | Tulsa Rd, Tehli Mohri, Dheeri Hassan Abad
[6 empty] | U.C Lakan | 1015 | Quaid e Azam colony |  |  |  |  | Girja Road, Chak Jalal Din, Chirtian Cly, Malik Abad.
[6 empty] | Dhamyal Road | 1014 | Dhamiyal |  |  |  |  | Dhamial Chakri Rd, Liaquat Cly, Lakhan, Sihal
[6 empty] | Gulshan e Saeed | 001024 | Quaid e Azam colony |  |  |  |  | Thalian Village & surroundings
[6 empty] | Capt Amir Sh | 1018 | Kamalabad |  |  |  |  | Dk Sydian Road, Kalma Chowk, T/Bhatta, Ghaziabad, Rawal Town and Rabani Town.
[6 empty] | Kamalabad | 001025 | Kamalabad |  |  |  |  | Kamal Abad, Dhoke Seyyedan & surroundings
[6 empty] | TULSA ROAD | 001026 | Tariqabad |  |  |  |  | Tulsa Road & surrounding.
[6 empty] | Dehri Hassanabad | 001027 | [5 empty] | Dehri Hassanabad & surrounding.
2 | IESCO | GSO Circle IESCO Islamabad | SS&TL Division IESCO Rawalpindi | A.E(T) Sub Division IESCO Rawalpindi | 132 KV GSS Sowan (T-1) (20/26 MVA) | Jail Park-1 | 87407 | Korang | 02.12.2025 | 09:00 h | 15:00 h |  | Gulraiz Phase-II to 6, Rasool Town, Noor Ellahi Cly, High Court Road.
[6 empty] | RCCI Expr | 87413 | Sowan RWP |  |  |  |  | Industrial Area
[6 empty] | Pindi Board | 87415 | Morgah |  |  |  |  | Rawalpindi Board
[6 empty] | F.F.Hospital | 87405 | Sowan |  |  |  |  | Fauji Foundation Hospital
[6 empty] | PEPSI | 87408 | [5 empty] | Pepsi Cola Factory
[6 empty] | Zaraj-II | 87423 | Rawat |  |  |  |  | independent
[6 empty] | Zeta Mall-1 | 87424 | [5 empty] | independent
3 | IESCO | GSO Circle IESCO Islamabad | SS&TL Division IESCO Rawalpindi | A.E(T) Sub Division Rawalpindi | 132 KV GSS DHA (T-2) (20/26 MVA) | Sector-H | 099708 | Sowan | 03.12.2025 | 09:00 h | 15:00 h | Annual maintenance & protection testing of power transformer, transformer bays & 11 KV system | Sector-H
[6 empty] | Sector-E | 099704 | [5 empty] | Sector-E
[6 empty] | Sector-FFBL | 099711 | [5 empty] | Sector-FFBL
[6 empty] | Touqeer Haider | 099712 | [5 empty] | Independent
[6 empty] | Sector-C | 099703 | [5 empty] | sector-C
[6 empty] | Askari Tower -2 | 099713 | [5 empty] | Independent
[6 empty] | Arsalan Alam | NIl | [5 empty] | Askari Flats.
[5 empty] | 132 KV GSS DHA (T-1) (20/26 MVA) | Sector-A | 099701 |  | 03.12.2025 | 09:00 h | 15:00 h |  | Sector-AC&F
[6 empty] | Sector-AC&F | 099702 | [5 empty] | Sector-AC&F
[6 empty] | Sector-B | 099705 | [5 empty] | Sector-B
[6 empty] | Sector-KLMN | 099710 | [5 empty] | Sector-KLMN
[6 empty] | Sector- H&F | 099709 | [5 empty] | Sector- H&F
[6 empty] | Sector-G | 099707 | [5 empty] | Sector-G
5 | IESCO | GSO Circle IESCO Islamabad | SS&TL Division IESCO Rawalpindi | A.E (T) Sub Division IESCO Rawalpindi | 132 KV GSS I-16 (T-3) (20/26 MVA) | I-16/2 | 104601 | Seham | 04.12.2025 | 09:00 h | 15:00 h | Annual maintenance & protection testing of power transformer, transformer bays & 11 KV system | I-16/2
[6 empty] | I-16/4 | 104607 | [5 empty] | I-16/4Sector
[6 empty] | Pind Hoon | 104612 | [5 empty] | Dk Mailyar, Pind Hoon, Shamas Town, Motorway left side, G-15
[6 empty] | I-14/3 | 104602 | [5 empty] | I-14/3 Sector
[6 empty] | I-14/4 | 104610 | [5 empty] | I-14/4 Sector
[6 empty] | PHA-2 | 104618 | [5 empty] | PHA Flates.
[6 empty] | Noon | 104603 | [5 empty] | Village Noon, Jattal Lakho and Sheikh Pur
4 | IESCO | GSO Circle IESCO Islamabad | SS&TL Division IESCO Rawalpindi | R.E S/Division IESCO New Wah | 132 KV GSS Taxila (T-2) (10/13 MVA) | HFF - 3 | 021204 | Independent | 06.12.2025 | 09:00 hrs | 15:00 hrs | Annual maintenance & protection testing of power transformer, transformer bays & 11 KV system | Defence
[6 empty] | HFF – 4 | 021205
[6 empty] | HMC – 1 | 021213
[5 empty] | 132 KV GSS Taxila (T-3) (10/13 MVA) | HMC – 2 | 021207
[6 empty] | HFF – 2 | 021203
[6 empty] | HFF- 1 | 021202
[6 empty] | HFF – 5 | 021206
6 | IESCO | GSO Circle IESCO Islamabad | SS&TL Division IESCO Rawalpindi | A.E(T) Sub Division IESCO Rawalpindi | 132KV GSS Al-Ghurair Giga Mall (T-1) (20/26 MVA) | DOWN TOWN | 124201 | Rawat | 08.12.2025 | 09:00 h | 15:00 h | Annual maintenance & protection testing of power transformer, transformer bays & 11 KV system | Down Town Giga,
[6 empty] | W.T.C | 124202 | [5 empty] | Giga Mall
7 | IESCO | GSO Circle IESCO Islamabad | SS&TL Division IESCO Rawalpindi | A.E (T) Sub Division IESCO Rawalpindi | 132KV GSS MES (T-2) (31.5/40 MVA) | GHQ | 107605 | R.A Bazar RWP | 09.12.2025 | 09:00 h | 15:00 h | Annual maintenance & protection testing of power transformer, transformer bays & 11 KV system | Defence
[6 empty] | Kiyani Road | 107604 | Tench Bhatta |  |  |  |  | Azizabad, Abid Majeed Road, Mughal Abad
[6 empty] | Army Flat | 107606 | R.A Bazar RWP |  |  |  |  | Defence
[6 empty] | MH-1 | 107609 | Westridge |  |  |  |  | defence
[6 empty] | CMH-1 | 107608 | R.A Bazar RWP |  |  |  |  | Defencee
[6 empty] | MH-2 | 107610 | Westridge |  |  |  |  | Defence
[6 empty] | Zeeshan Colony | 107612 | Misrial Road |  |  |  |  | Askari-14, Abid majeed Road, & surrounding area
[6 empty] | Haider Road | 107616 | Saddar |  |  |  |  | Haider Road
[6 empty] | Canning Road | [6 empty] | 35 De Maal, Haider Road & surrounding area
[6 empty] | Hospital Road | [6 empty] | Bank Road & surrounding area.
[6 empty] | N.I.A.S.R | 107619 | R.A Bazar RWP |  |  |  |  | Independent
[6 empty] | NLC | 107618 | Tench Bhatta |  |  |  |  | Independent
8 | IESCO | GSO Circle IESCO Islamabad | SS&TL Division IESCO Rawalpindi | A.E(T) Sub Division IESCO Margalla | 132 KV GSS Pindi Gheb (T-1) (10/13 MVA) | NAKA KLAN | 43206 | Pindi Gheb | 10.12.2025 | 09:00 h | 15:00 h | Annual maintenance & protection testing of power transformer, transformer bays & 11 KV system | Naka Klan & surrounding
[6 empty] | Pindigheb | 43203 | [5 empty] | P/Gheb City, Noshera,
[6 empty] | Ghrib Wal | 43202 | [5 empty] | Gharib Wal, Dhulian Village & surrounding
9 | IESCO | GSO Circle IESCO Islamabad | SS&TL Division IESCO Rawalpindi | A.E (T) Sub Division IESCO Margalla | 132 KV GSS Pindi Gheb (T-2) (10/13 MVA) | Muslim Town | 043210 | Pindi Gheb | 10.12.2025 | 12:00 h | 13:00 h | For cleaning OF Bus Coupler | City Pindi Ghgeb & surrounding
[6 empty] | 11KV O/G CITY | 043208 | [5 empty] | P/Gheb City, Noshera,
[6 empty] | O/G TOOT OIL | 043204 | [5 empty] | Toot Oil
[6 empty] | O/G KHARPA | 043209 | [5 empty] | Kharpa, Shahbaz Poor, Kanat & surrounding areas.
10 | IESCO | GSO Circle IESCO Islamabad | SS&TL Division IESCO Rawalpindi | A.E(T) Sub Division IESCO Rawalpindi | 132 KV GSS Adyala (T-3) (20/26 MVA) | P.G.H.S | 109109 | Adyala | 11.12.2025 | 09:00 h | 15:00 h | Annual maintenance & protection testing of power transformer, transformer bays & 11 KV system | Indepandent
11 | IESCO | GSO Circle IESCO Islamabad | SS&TL Division IESCO Rawalpindi | A.E (T) Sub Division IESCO Rawalpindi | 132 KV GSS Bakramandi (T-1) (31.5/40 MVA) | People Colony | 1022 | Tench Bhatta | 13.12.2025 | 09:00 h | 15:00 h | Cleaning of B us Coupler | T/Bazar, Gulshan-e-Zahir Colony, Dispensary Ground Hussain Street and Mohallah Hajian.
[6 empty] | Lalazar | 1005 | Tariqabad |  |  |  |  | Lalazar, Dk. Behar Shah, Sherzaman Cly, Tulsa Road.
[6 empty] | Qasim Base | 1023 | R.A Bazar |  |  |  |  | Defence
[6 empty] | Radio pakistan | 1006 | Kamalabad |  |  |  |  | Baraf Khana Chowk, Defence Colony, , Dk: Gujran Misrial Road and Muslimabad.
[6 empty] | Quaid e Azam Colony | 1003 | Quaid e Azam colony |  |  |  |  | Q.A Cly, Lakhan, Shah Jawan Cly, Chak Jalal Din, Chirstian Cly,Malik Abad Kashmir Colony etc.
12 | IESCO | GSO Circle IESCO Islamabad | SS&TL Division IESCO Rawalpindi | R.E S/Division IESCO New Wah | 132KV GSS Taxila (T-1) (20/26 MVA) | TAXILA | 021212 | Taxila | 14.12.2025 | 09:00 h | 15:00 h | Annual maintenance & protection testing of power transformer, transformer bays & 11 KV system | Taxila City
[6 empty] | S.S.SORI | 021217 | [5 empty] | Taxila City
[6 empty] | HARRO | 021216 | [5 empty] | Ehtaa, Usman kattar & surrounding
[6 empty] | BIOGHAR | 021222 | [5 empty] | Bioghar
[6 empty] | B.O.C | 021218 | Independent |  |  |  |  | Defence
[6 empty] | HMC – 3 | 021215 | Independent |  |  |  |  | Defence
[6 empty] | R/POULC | 021210 | Independent |  |  |  |  | Defence
[6 empty] | SALARGAH | 021223 | Taxila |  |  |  |  | Crush Machines
[6 empty] | SSD WAH(Army Brigade) | 021224 | Independent |  |  |  |  | Defence
[5 empty] | 132KV GSS Taxila (T-4) (20/26 MVA) | Eng University | 21201 | Independent | 14.12.2025 | 12:00 h | 13:00 h | For cleaning OF Bus Coupler | Eng University
[6 empty] | Ghori | 21219 | Taxila |  |  |  |  | Haro Nala, Bhoi Gar
[6 empty] | Nawazish Shaheed | 21221 | [5 empty] | HMC Road
[6 empty] | Nisar Shaheed | 21214 | Margalla |  |  |  |  | Meusum Road, Civil Hospital, Akbar Abad
[6 empty] | Musium | 21214 | [5 empty] | Meusum Road, Civil Hospital, Akbar Abad
[6 empty] | Margalla | 21211 | Taxila |  |  |  |  | Mohra Shah Wali Shah, HMC Road
[6 empty] | HMC Road | 21227 | [5 empty] | Taxila City,
[6 empty] | HMC3-II | 21226 | [5 empty] | independent
[6 empty] | Labour Complex | 21225 | [5 empty] | independent
[5 empty] | 132KV GSS Taxila (T-4) (20/26 MVA) | Eng University | 21201 | Independent | 15.12.2025 | 09:00 h | 15:00 h | Annual maintenance & protection testing of power transformer, transformer bays & 11 KV system | Eng University
[6 empty] | Ghori | 21219 | Taxila |  |  |  |  | Haro Nala, Bhoi Gar
[6 empty] | Nawazish Shaheed | 21221 | [5 empty] | HMC Road
[6 empty] | Nisar Shaheed | 21214 | Margalla |  |  |  |  | Meusum Road, Civil Hospital, Akbar Abad
[6 empty] | Musium | 21214 | [5 empty] | Meusum Road, Civil Hospital, Akbar Abad
[6 empty] | Margalla | 21211 | Taxila |  |  |  |  | Mohra Shah Wali Shah, HMC Road
[6 empty] | HMC Road | 21227 | [5 empty] | Taxila City,
[6 empty] | HMC3-II | 21226 | [5 empty] | independent
[6 empty] | Labour Complex | 21225 | [5 empty] | independent
ANNUAL MAINTENACE SCHEDULE OF POWER TRANSFORMERS FOR THE MONTH OF 12-2025 UNDER SS&TL DIVISION IESCO Rajjar
1 | IESCO | GSO ISLAMABAD | SS&TL RAJJAR | Chakwal | 132 KV Dil Jabba (Khan Pur) 20/26 MVA Power Transformer T-1. | Shahpur Syedan | 1329203 | Khanpur | 01.12.2025 | 9:00 | 12:00 | For Annual Maintenance & Protection Testing
Shahpur Syedan
2 |  |  |  |  | 132 KV Dil Jabba (Khan Pur) 20/26 MVA Power Transformer T-2. | Khanpur City | 1329201 | Khanpur |  | 12:00 | 15:00 |  | Khanpur City
[6 empty] | Jand Khanzada | 1329202 | Khanpur |  |  |  |  | Jand Khanzada
3 | IESCO | GSO ISLAMABAD | SS&TL RAJJAR | Chakwal | 132KV Chakwal 31.5/40 MVA Power Transformer T-3 | Chakral | 002221 | Tariq Shaheed | 02.12.2025 | 9:00 | 15:00 | For Annual Maintenance & Protection Testing | Jabbar pur, sauabad,chakral, hudwal,choa chowk,hafiz town, bismillah town.
[6 empty] | Muraid | 002201 | Ghazi Abad |  |  |  |  | Village Mureed, District Complex Chakwal, Thoa Bahadur, Hastal.
[6 empty] | Islamia Chowk | 002223 | Main Bazar |  |  |  |  | Islamia Chowk,Mohallah Khawajgan, Islampura, Kot sarfaraz, Sarpak.
[6 empty] | Sarpak | 002208 | Main Bazar |  |  |  |  | Qazi Colony, Moh: Sargojra Gharbi & Sharqi, Bhoun Road, Moh: Sarpak.
[6 empty] | Main Bazar | 002214 | Main Bazar |  |  |  |  | Chappar Bazar, Hospital Road, Jhelum Road, Sabzi Mandi, Moh: Gird Station
[6 empty] | Ara Bazar | 002218 | City Chakwal |  |  |  |  | Aara Bazar, Moh: Usmanabad, Jhelum Road, Pindi Road, Chah Loharan, Chiristian Colony.
[6 empty] | Bharpur | 002222 | Azhar Shaheed |  |  |  |  | Dk;Bhoon,Dk;Mial,Dk;Chapper,Malikpur,Rana Sadat,Hattar,vill;Bharpur.
[6 empty] | Pinwal | 002224 | Tariq Shaheed |  |  |  |  | Pinwal
4 |  |  |  | Jhelum | 132KV Jhelum 31.5/40 MVA Power Transformer T-2 | Kutchery | 7707 | Urban | 03.12.2025 | 9:00 | 15:00 | For Annual Maintenance & Protection Testing | Aima, Jattan, DHQ JM, Kareem Pura, Islam Pura, Moh: Chistian, Katchery Rd
[6 empty] | Ajmal Shaheed | 7718 | Urban |  |  |  |  | Bilal Town, Chak Khasa, Thalianwala, Sikandar Town
[6 empty] | Sangohi | 7712 | Sangoi |  |  |  |  | Badloot, Daryala, Sanghoi, Chak Mehmda, Nara, Khinger
[6 empty] | P.T.C | 7715 | Rural |  |  |  |  | Pakistan Tabaco Company
[6 empty] | Akram (s) | 7719 | Civil line |  |  |  |  | Main Bazar, Bagh Moh:, Shomali Moh:, Khansama Moh:
[6 empty] | Nathwala | 7716 | Sangoi |  |  |  |  | Maloot, Khai Kotli, Chotala, Khurd, Bhamber
[6 empty] | Safdar (S) | 7722 | Sangoi |  |  |  |  | Jango, Gurah Saleem, Toor, Noorpur Baghian, Nathwala, Chotala.
[6 empty] | City Housing | 7728 | Rural |  |  |  |  | City Housing
5 |  |  |  |  | 132KV Dina 20/26 MVA Power Transformer T-1 | Mumtaz Shaheed | 046809 | Dina City | 04.12.2025 | 9:00 | 15:00 | For Annual Maintenance & Protection Testing | Nia Moh: Wokia Mohallah, Muftian, Khalial Abad, Railway road
[6 empty] | M.RIAZ Shaheed | 046808 | Dina-1 |  |  |  |  | Chamala, Bora Jungla, Chak Akka, Dk. Awan, Kalowal
[6 empty] | Bakrala | 046801 | Dina-2 |  |  |  |  | Loki,Pind Jata,Sohan,Chokaha,Bakrala,Lohi,Kot Behram.
[6 empty] | Chamala | 046810 | Dina-1 |  |  |  |  | Chamala, ak Akka, Dk. Awan, Kalowal
[6 empty] | Khokhran | 46811 | Dina City |  |  |  |  | Khokhran
[6 empty] | Madu Kalas | 046805 | Dina-2 |  |  |  |  | Khana Boki, Chak Abdul Khaliq, Nakodar, Madu Kalas
6 |  |  |  |  | 132KV Dina 31.5/40 MVA Power Transformer T-2 FOR BUS COUPLER | Capt; Nasir | 046802 | Dina-2 |  | 12:00 | 13:00 | For cleaning OF Bus Coupler | Pandori, Saghri, Karoola, Hadyala
[6 empty] | Col; Akram | 046806 | Dina City |  |  |  |  | Moh: Qureshian, Moh: Nazamabad, Mohallah Mir, Data Road, Pakistan Chowk
[6 empty] | Mangla Cantt | 046807 | Dina-1 |  |  |  |  | MES/Army Stand by Feeder
[6 empty] | Rohtas | 046803 | Dina-1 |  |  |  |  | Kotiam, Budala, Rohtas Fort, Dk. Phadial, Gagar Kalan, Dodian,
[6 empty] | Dina City | 046804 | Dina City |  |  |  |  | Dina City, Nawababad,Chohan Street,Madina Street,Noor Mohallah,Mangla road,Dina,G Trod Dina,PTCL exchange.
7 | IESCO | GSO ISLAMABAD | SS&TL RAJJAR | Jhelum | 132KV Baragawa 10/13 MVA Power Transformer T-1 | Bagwal | 63002 | Domily | 06-12-2025 | 9:00 | 15:00 | For Annual Maintenance & Protection Testing | Gattar, Nagial, Jhangchak, Fatehpur, Bagwal
[6 empty] | Hasnot | 63004 | [5 empty] | Hasnote, Kalyal, Phandil, For Phothi
[6 empty] | Chak yam | 63005 | [5 empty] | Chak yam
[5 empty] | 132KV Baragawa 10/13 MVA Power Transformer T-2 FOR BUS COUPLER | Padyal | 63003 | Domaily |  | 12:00 | 13:00 | For cleaning OF Bus Coupler | Bharoola, Phadri, Phadial
[6 empty] | SOHAN | 63001 | [5 empty] | SOHAN
[6 empty] | Domeli | 63006 | [5 empty] | Sohan,Bagwala,Domeli,Rasoolpur, Karbak, Gurahutam Singh
8 |  |  |  |  | 132KV Baragawa 10/13 MVA Power Transformer T-2 | Padyal | 63003 | Domaily | 08.12.2025 | 9:00 | 15:00 | For Annual Maintenance & Protection Testing | Bharoola, Phadri, Phadial
[6 empty] | SOHAN | 63001 | [5 empty] | SOHAN
[6 empty] | Domeli | 63006 | [5 empty] | Sohan,Bagwala,Domeli,Rasoolpur, Karbak, Gurahutam Singh
9 |  |  |  |  | 132KV Jhelum 31.5/40 MVA Power Transformer T-4 | Borian | 007726 | Rural Jhelum | 09.12.2025 | 9:00 | 15:00 | For Annual Maintenance & Protection Testing | Borian
[6 empty] | (F-13) Garmala | 007713 | Cantt |  |  |  |  | (F-13) Garmala
[6 empty] | Sana Ullah Shaheed | 007711 | Cantt |  |  |  |  | Sana Ullah Shaheed
[6 empty] | C.M.H | 007723 | Cantt |  |  |  |  | C.M.H
[6 empty] | (F-9) Chak Dolat | 007709 | Rural Jhelum |  |  |  |  | (F-9) Chak Dolat
[6 empty] | Jakkar | 007714 | [5 empty] | Jakkar
[6 empty] | Pukwal | 007720 | [5 empty] | Pukwal
[6 empty] | Abbas Pura | 007727 | [5 empty] | Abbas Pura
10 |  |  |  |  | 132KV Dina 31.5/40 MVA Power Transformer T-2 | Capt; Nasir | 046802 | Dina-2 | 10.12.2025 | 9:00 | 15:00 |  | Capt; Nasir
[6 empty] | Col; Akram | 046806 | Dina City |  |  |  |  | Col; Akram
[6 empty] | Mangla Cantt | 046807 | Dina-1 |  |  |  |  | Mangla Cantt
[6 empty] | Rohtas | 046803 | Dina-1 |  |  |  |  | Rohtas
[6 empty] | Dina City | 046804 | Dina City |  |  |  |  | Dina City
11 |  |  |  |  | 132 KV R.B.Mangla 20/26 MVA Power Transformer T-1. | Bhini | 012602 | Dina-1 | 11-12-2025 | 9:00 | 15:00 |  | XEN Mangla Wapda feeder
[6 empty] | Baral/MES-1 | 012601 | Dina-1 |  |  |  |  | MES/Army defence Area
[6 empty] | Gadari | 012603 | Dina-2 |  |  |  |  | Gaddari, Budhar, Dubal
[6 empty] | C.M.H/mes-2 | 012604 | Dina-1 |  |  |  |  | MES/Army defence Area
12 |  |  |  | Chakwal | 132KV Jatli 20/26 MVA Power Transformer T-2 | Daultala | 007401 | Daultala | 13-12-2025 | 9:00 | 15:00 |  | Dhanda, , Ranotra, Mohra, Misrial, Dhoke Gujri, Jhangi Daim.
[6 empty] | C.B.Khan | 007404 | Chak Baily Khan |  |  |  |  | Shaikhpur, Dk Saydan,Dhok Wahab, Devi, Data Bhat
[6 empty] | Krunmb Kaswal | 007410 | Sukho |  |  |  |  | Kuranb Kaswal , Muradi,,Kohia ,Choora,Muhra,Kanyal.
[6 empty] | Bhair Kalyal | 007409 | Sukho |  |  |  |  | Ahdi, Narrali, Dhoong, Miana Mohra, Dhoke Shamas, Langah, Hasola.
[6 empty] | Daira Muslim | 007411 | Daultala |  |  |  |  | Daira Muslim
13 |  |  |  | Jhelum | 132KV Gujjar Khan 31.5/40 MVA Power Transformer T-3 | Kot Dhamiak | 004909 | Sohawa | 15-12-2025 | 9:00 | 15:00 |  | Kot Damiak, susral, Guliana More, Kara Mong,Jandha Mera.
[6 empty] | Matwa | 004906 | City Gujjar Khan |  |  |  |  | Matwa, Qazian Road, Habib Kanial,Jhanda, Railway Road.
[6 empty] | Ward No.8 | 004911 | City Gujjar Khan |  |  |  |  | Ward No.8, Sukho Road, Main Bazar, Sundal Road, Ward No.9, Mohallah Baba Ghulab.
[6 empty] | Sohawa | 004913 | Sohawa |  |  |  |  | Bhai Khan, Missa Kaswal, Chakwal More, Khaot, Chak Nilla
[6 empty] | Jermot | 004919 | Jermot |  |  |  |  | Jand Mehloo, Laddr, Deryala Khaki, Jermote, New Jermote
[6 empty] | Sandal | 004920 | Sandal |  |  |  |  | Ward.No.19,Dk;Waheedi, Dk Hayat, Dk;Neelam, Krooli
[6 empty] | Scheme No.1 | 004922 | City Gujjar Khan |  |  |  |  | Barqi, Jabeer, Nagial Umer Khan.
Superintending Engineer
GSO Circle IESCO Islamabad

## 10-2025
ANNUAL MAINTENACE SCHEDULE OF POWER TRANSFORMERS FOR THE MONTH OF 10-2025 UNDER SS&TL DIVISION IESCO ISLAMABAD
S. # | DISCO | Circle | Division | Sub Division | Name of Grid Station / Name of Equipment | Name of Feeder | Feeder Code | Sub Division Operation | Date | Time |  | Purpose of Shut Down | Affected Area | Remarks
[10 empty] | From | To
1 | 2 | 3 | 4 | 5 | 6 | 7 | 8 | 9 | 10 | 11 | 12 | 13 | 14 | 15
1 | IESCO | GSO Circle | SS&TL ISD | AE(T) No.II | Power Transformer T-1 (10/13 MVA) At 132KV GSS Chaint | following 11kv feedeers will be affect during this shutdown |  |  | 15-10-2025 | 9:00 | 15:00 | Annual Maintenance | following 11kv feedeers will be affect during this shutdown
[6 empty] | Lehtrar | 103701 | Kahuta |  |  |  |  | Lehtrar
[6 empty] | Balawara | 103703 | Patriata |  |  |  |  | Balawara
[6 empty] | KROR | 103704 | Nilore |  |  |  |  | KROR
2 | IESCO | GSO Circle | SS&TL ISD | AE(T) No.II | Power Transformer T-2 (10/13 MVA) At 132KV GSS Chaint | following 11kv feedeers will be affect during this shutdown |  |  | 15-10-2025 | 9:00 | 15:00 | Annual Maintenance | following 11kv feedeers will be affect during this shutdown
[6 empty] | Kotli Sattiyan | 103702 | Patriata |  |  |  |  | Kotli Sattiyan
3 | IESCO | GSO Circle | SS&TL ISD | AE(T) No.II | Power Transformer T-1 (20/26 MVA) At 132KV GSS Kallar Syedan | following 11kv feedeers will be affect during this shutdown |  |  | 16-10-2025 | 9:00 | 15:00 | Annual Maintenance | following 11kv feedeers will be affect during this shutdown
[6 empty] | new Choa | 98105 | Chowa khalsa |  |  |  |  | new Choa
[6 empty] | Baba Shaheed | 98101 | Bewal |  |  |  |  | Baba Shaheed
[6 empty] | Chapper | 98107 | Bewal |  |  |  |  | Chapper
[6 empty] | Fazal Shaheed | 98103 | Chowa khalsa |  |  |  |  | Fazal Shaheed
4 | IESCO | GSO Circle | SS&TL ISD | AE(T) No.II | Power Transformer T-2 (20/26 MVA) At 132KV GSS Kallar Syedan | following 11kv feedeers will be affect during this shutdown |  |  | 16-10-2025 | 12:00 | 13:00 | For cleaning of Bus Cpoupler | following 11kv feedeers will be affect during this shutdown
[6 empty] | Kambli Sadiq | 98102 | Kallar |  |  |  |  | Kambli Sadiq
[6 empty] | Kallar City | 98104 | Kallar |  |  |  |  | Kallar City
[6 empty] | Duberan | 98106 | Kallar |  |  |  |  | Duberan
[6 empty] | Mal Awan | 98108 | Bewal |  |  |  |  | Mal Awan
5 | IESCO | GSO Circle | SS&TL ISD | AE(T) No.II | Power Transformer T-2 (20/26 MVA) At 132KV GSS Kallar Syedan | following 11kv feedeers will be affect during this shutdown |  |  | 18-10-2025 | 9:00 | 15:00 | Annual Maintenance | following 11kv feedeers will be affect during this shutdown
[6 empty] | Kambli Sadiq | 98102 | Kallar |  |  |  |  | Kambli Sadiq
[6 empty] | Kallar City | 98104 | Kallar |  |  |  |  | Kallar City
[6 empty] | Duberan | 98106 | Kallar |  |  |  |  | Duberan
[6 empty] | Mal Awan | 98108 | Bewal |  |  |  |  | Mal Awan
6 | IESCO | GSO Circle | SS&TL ISD | AE(T) No.2 | Power Transformer T-1 (131.5/40MVA) at 132KV GSS I-11 ISD | Following 11KV Feeders willl be affect during this shutdwon |  |  | 19-10-2025 | 09:00 | 15:00 | Annual Maintenance & & repairing of Aux: Switch | Following 11KV Feeders willl be affect during this shutdwon
[6 empty] | I-11/2 | 128602 | I-10 |  |  |  |  | i-11/2
[6 empty] | Carraige Factory | 128603 | I-10 |  |  |  |  | Carraige Factory
[6 empty] | I-10/1 | 128604 | I-10 |  |  |  |  | I-10/1
[5 empty] | Power Transformer T-2 (131.5/40MVA) at 132KV GSS I-11 ISD | Following 11KV Feeders willl be affect during this shutdwon |  |  | 19-10-2025 | 09:00 | 15:00 |  | Following 11KV Feeders willl be affect during this shutdwon
[6 empty] | I-11/1 | 128601 | I-10 |  |  |  |  | i-11/1
[6 empty] | i-10/2 | 128605 | I-10 |  |  |  |  | i-10/2
7 | IESCO | GSO Circle | SS&TL ISD | AE(T) No.2 | Power Transformer T-2 (31.5/40 MVA) at 132KV GSS Old Rawat | Following 11KV Feeders willl be affect during this shutdwon |  |  | 20-10-2025 | 09:00 | 15:00 | annual Maintenance | Following 11KV Feeders willl be affect during this shutdwon
[6 empty] | Kallar | 17707 | Kallar |  |  |  |  | Sihala Bazar, & Souranding area
[6 empty] | Shihal College | 17708 | Rawat |  |  |  |  | Exempted Sihala Bazar & surranding area.
[6 empty] | New Rawat | 17701 | Rawat |  |  |  |  | Gohra Shahen,Dk Awan, Rajwal , Kirtana, Dk.Haidre, & surranding area.
[6 empty] | Basali | 17728 | wadala |  |  |  |  | Basali
[6 empty] | RCCI-1 | 17718 | Rawat |  |  |  |  | Sagri Bazar & surranding area.
[6 empty] | Redco | 17714 | Rawat |  |  |  |  | Textile Mill
[6 empty] | RCC-2 | 17724 | Rawat |  |  |  |  | Industrial Area Rawat
8 | IESCO | GSO Circle | SS&TL ISD | AE(T) No.2 | Power Transformer T-2 (31.5/40 MVA) at 132KV GSS Old Rawat | DHA homes | 17725 | Rawat | 20-10-2025 | 09:00 | 15:00 | annual Maintenance | DHA Home Valley
[6 empty] | RCC-3 | 17726 | Rawat |  |  |  |  | Industrial Area Rawat
[6 empty] | Pind Jhatla | 17727 | wadala |  |  |  |  | Pind Jhatla
[6 empty] | HPT-1 | 17705 | Rawat |  |  |  |  | Pakistan Broad casting Complex
[6 empty] | HPT-2 | 17706 | Rawat |  |  |  |  | Pakistan Broad casting Complex
[6 empty] | Mansoor Shaheed | 17731 | Rawat |  |  |  |  | Mansoor Shaheed
[6 empty] | PAECHS | 17723 | wadala |  |  |  |  | PAECHS
[6 empty] | AIT | 17732 | Rawat |  |  |  |  | AIT
| IESCO | GSO Circle | SS&TL ISD | AE(T) No.II | Power Transformer T-1 (31.5/40 MVA) at 132KV GSS Old Rawat | Following 11KV Feeders willl be affect during this shutdwon |  |  | 20-10-2025 | 12:00 | 13:00 | For cleaning of Bus Cpoupler | Following 11KV Feeders willl be affect during this shutdwon
[6 empty] | RCCI-5 | 17729 | Rawat |  |  |  |  | RCCI-5
[6 empty] | Sagri | 17713 | Rawat |  |  |  |  | Sagri Bazar & surranding area.
[6 empty] | New Kaliyam | 17721 | wadala |  |  |  |  | Qutub Ferozal, Jalyari, Jasool Syedan, Basali, Kalyam & surranding area
[6 empty] | RCCI-4 | 17730 | Rawat |  |  |  |  | RCCI-4
[6 empty] | Kaliyam | 17710 | wadala |  |  |  |  | Village Kalyam & sourranding area.
[6 empty] | Saparco | 17717 | Rawat |  |  |  |  | Saparco
[6 empty] | Rawat | 17716 | Rawat |  |  |  |  | GT Road, Bani Saran, & Raaf city.
[6 empty] | chowk pindori | 17720 | Rawat |  |  |  |  | chowk pindori
[6 empty] | HPT-3 | 17709 | wadala |  |  |  |  | Pakistan Broad casting Complex
9 | IESCO | GSO Circle | SS&TL ISD | AE(T) No.II | Power Transformer T-1 (31.5/40 MVA) at 132KV GSS Old Rawat | Following 11KV Feeders willl be affect during this shutdwon |  |  | 21-10-2025 | 09:00 | 15:00 | Annual Maintenance | Following 11KV Feeders willl be affect during this shutdwon
[6 empty] | RCCI-5 | 17729 | Rawat |  |  |  |  | RCCI-5
[6 empty] | Sagri | 17713 | Rawat |  |  |  |  | Sagri Bazar & surranding area.
[6 empty] | New Kaliyam | 17721 | wadala |  |  |  |  | Qutub Ferozal, Jalyari, Jasool Syedan, Basali, Kalyam & surranding area
[6 empty] | RCCI-4 | 17730 | Rawat |  |  |  |  | RCCI-4
[6 empty] | Kaliyam | 17710 | wadala |  |  |  |  | Village Kalyam & sourranding area.
[6 empty] | Saparco | 17717 | Rawat |  |  |  |  | Saparco
[6 empty] | Rawat | 17716 | Rawat |  |  |  |  | GT Road, Bani Saran, & Raaf city.
[6 empty] | chowk pindori | 17720 | Rawat |  |  |  |  | chowk pindori
[6 empty] | HPT-3 | 17709 | wadala |  |  |  |  | Pakistan Broad casting Complex
10 | IESCO | GSO Circle | SS&TL ISD | AE(T)No.I | Power Transformer T-2 (20/26 MVA) At 132KV GSS DHA Valley | following 11kv feedeers will be affect during this shutdown |  |  | 22-10-2025 | 09:00 | 15:00 | Annual Maintenance | following 11kv feedeers will be affect during this shutdown
[6 empty] | Sector A-2 | 126008 | Rawat |  |  |  |  | Sector A-2
[6 empty] | Sector B-2 | 126009 | Rawat |  |  |  |  | Sector B-2
[6 empty] | Askari Hights(IV) | 126010 | Rawat |  |  |  |  | Askari Hights(IV)
[6 empty] | SECTOR -D | 126011 | Rawat |  |  |  |  | SECTOR -D
[6 empty] | Pine Hills-1 | 126012 | Rawat |  |  |  |  | Pine Hills-1
11 | IESCO | GSO Circle | SS&TL ISD | AE(T)No.I | Power Transformer T-1 (20/26 MVA) At 132KV GSS DHA Valley | following 11kv feedeers will be affect during this shutdown |  |  | 22-10-2025 | 11:00 | 13:00 | For buscoupler Maintenance | following 11kv feedeers will be affect during this shutdown
[6 empty] | Sector -A | 126001 | Rawat |  |  |  |  | Sector -A
[6 empty] | Sector-C | 126002 | Rawat |  |  |  |  | Sector-C
[6 empty] | Askari Tower | 126004 | Rawat |  |  |  |  | Askari Tower
[6 empty] | Sector -F | 126003 | Rawat |  |  |  |  | Sector -F
[6 empty] | Feeder No.3 | 126006 | Rawat |  |  |  |  | Feeder No.3
[6 empty] | Feeder No.4 | 126007 | Rawat |  |  |  |  | Feeder No.4
12 | IESCO | GSO Circle | SS&TL ISD | AET-No.1 | 132KV GSS Kahta City Power Transformer T-1 (20/26 MVA) | Following 11KV Feeders willl be affect during this shutdwon |  |  | 23-10-2025 | 09:00 | 15:00 | Annual Maintenance | Follwing area will be afffect during this shutdwon
[6 empty] | Hanif Shaheed | 9007 | Kahuta |  |  |  |  | Mohalla Arra, Club Cly, Chakkian , Pind Mallkan, Dedocha, Mughal etc.
[6 empty] | Ibrar Shaheed | 9008 | Kallar Syedan |  |  |  |  | Bhalkar, Thai, Dhaniam & Chountra
[6 empty] | Ghazan Khan | 9009 | Nara Mator |  |  |  |  | Bamnial, Nara Beor, Lehri, Koror & Khanlol.
[6 empty] | Nahr | 9006 | Kahuta |  |  |  |  | Moh Chaint, Moh Arra, Saroot, Hothala, Aliot, Panyali, Bhoom, Chakkian Pind Malkan & Mughal Parri
[6 empty] | KRL | 9003 | Kahuta |  |  |  |  | KRL Cly Kahuta
[6 empty] | Lehtrar | 9005 | Kahuta |  |  |  |  | Punjar Chowk & Village Lethrar
13 | IESCO | GSO Circle | SS&TL ISD | AET-No.1 | 132KV GSS Kahta City Power Transformer T-2 (20/26 MVA) | Following 11KV Feeders willl be affect during this shutdwon |  |  | 23-10-2025 | 12:00 | 13:00 | For cleaning of Bus Cpoupler | Follwing area will be afffect during this shutdwon
[6 empty] | Khawaja | 9004 | Kallar Syedan |  |  |  |  | Dk Ellahi Bux, Chanam, Blakhar, Loona, Sadiot
[6 empty] | Nara mator | 9002 | Nara Mator |  |  |  |  | Mohallah Grid Station Battla , Mohrwara, Asloha, Mermyan, Nara Matore.
[6 empty] | Kahuta city | 9001 | Kahuta |  |  |  |  | Kahuta City, Nathot, Tirkhian, Naral Sangoot, Ari Syed , Chak
[6 empty] | Panjar | 9010 | Nara Mator |  |  |  |  | Kotli Road Kahuta, Toaiali, Baroota, Jandi
[6 empty] | Kahuta City-2 | 9011 | Kahuta |  |  |  |  | Kahua city Ari Seidan ,Thrikhian, Nathoot
[6 empty] | THQ | 9012 | Kahuta |  |  |  |  | THQ
14 | IESCO | GSO Circle | SS&TL ISD | AE(T)No.I | Power Transformer T-1 (20/26 MVA) At 132KV GSS DHA Valley | following 11kv feedeers will be affect during this shutdown |  |  | 25-10-2025 | 09:00 | 15:00 | Annual Maintenance | following 11kv feedeers will be affect during this shutdown
[6 empty] | Sector -A | 126001 | Rawat |  |  |  |  | Sector -A
[6 empty] | Sector-C | 126002 | Rawat |  |  |  |  | Sector-C
[6 empty] | Askari Tower | 126004 | Rawat |  |  |  |  | Askari Tower
[6 empty] | Sector -F | 126003 | Rawat |  |  |  |  | Sector -F
[6 empty] | Feeder No.3 | 126006 | Rawat |  |  |  |  | Feeder No.3
[6 empty] | Feeder No.4 | 126007 | Rawat |  |  |  |  | Feeder No.4
15 | IESCO | GSO Circle | SS&TL ISD | AE(T) No.1 | Power Transformer T-1 (10/13 MVA ) At 132KV GSS NUST | Following 11kv feeders will be affect during this shutdown |  |  | 26-10-2025 | 09:00 | 12:00 | Annual Maintenance | Following 11kv feeders will be affect during this shutdown
[6 empty] | 132KV NUST | 111201 | [5 empty] | Independent
16 | IESCO | GSO Circle | SS&TL ISD | AE(T) No.1 | Power Transformer T-2 (10/13 MVA ) At 132KV GSS NUST | Following 11kv feeders will be affect during this shutdown |  |  | 26-10-2025 | 12:00 | 16:00 | Annual Maintenance | Following 11kv feeders will be affect during this shutdown
[6 empty] | 132KV NUST | 111201 | [5 empty] | Independent
17 | IESCO | GSO Circle | SS&TL ISD | AET-No.1 | 132KV GSS Kahta City Power Transformer T-2 (20/26 MVA) | Following 11KV Feeders willl be affect during this shutdwon |  |  | 27-10-2025 | 09:00 | 15:00 | Annual Maintenance & Replacment of AC/DC panel | Follwing area will be afffect during this shutdwon
[6 empty] | Khawaja | 9004 | Kallar Syedan |  |  |  |  | Dk Ellahi Bux, Chanam, Blakhar, Loona, Sadiot
[6 empty] | Nara mator | 9002 | Nara Mator |  |  |  |  | Mohallah Grid Station Battla , Mohrwara, Asloha, Mermyan, Nara Matore.
[6 empty] | Kahuta city | 9001 | Kahuta |  |  |  |  | Kahuta City, Nathot, Tirkhian, Naral Sangoot, Ari Syed , Chak
[6 empty] | Panjar | 9010 | Nara Mator |  |  |  |  | Kotli Road Kahuta, Toaiali, Baroota, Jandi
[6 empty] | Kahuta City-2 | 9011 | Kahuta |  |  |  |  | Kahua city Ari Seidan ,Thrikhian, Nathoot
[6 empty] | THQ | 9012 | Kahuta |  |  |  |  | THQ
18 | IESCO | GSO Circle | SS&TL ISD | A.E(T) Nn-II | 132KV GSS Bharakaho Power Transformer T-2 (20/26 MVA) | Following 11KV Feeders willl be affect during this shutdwon |  |  | 28-10-2025 | 9:00 | 15:00 | Annual Maintenance | Following 11KV Feeders willl be affect during this shutdwon
[6 empty] | Mangial | 122508 | Barakaho rural |  |  |  |  | Mangial
[6 empty] | Q-A-University | 122502 | Barakaho rural |  |  |  |  | Q-A-University
[6 empty] | A.Q Khan (Mohra Noor) | 122504 | Barakaho Urban |  |  |  |  | A.Q Khan (Mohra Noor)
[6 empty] | Treat | 122501 | Barakaho rural |  |  |  |  | Treat
[6 empty] | Bani Gala | 122507 | G-6 |  |  |  |  | Bani Gala
19 | IESCO | GSO Circle | SS&TL ISD | AET-No.II | 132KV GSS G-13 Power Transformer T-1 (20/26 MVA) | Following 11KV Feeders willl be affect during this shutdwon |  |  | 29-10-2025 | 9:00 | 15:00 | Annual Maintenance | Follwing area will be afffect during this shutdwon
[6 empty] | G-14/4 | 106706 | G-11 |  |  |  |  | G-14/4
[6 empty] | G -14/3 | 106707 | G-11 |  |  |  |  | G -14/3
[6 empty] | Nust Road | 106708 | Tarnol |  |  |  |  | Nust Road
[6 empty] | G -13/4 Extension | 106709 | G-11 |  |  |  |  | G -13/4 Extension
20 | IESCO | GSO Circle | SS&TL ISD | AET-No.I | 132KV GSS G-13 Power Transformer T-2 (20/26MVA) | Following 11KV Feeders willl be affected |  |  | 29-10-2025 | 12:00 | 13:00 | For cleaning of Bus Cpoupler
[6 empty] | G-13/2 | 106701 | G-11 |  |  |  |  | Sector G-13/2
[6 empty] | G-13/3 | 106702 | G-11 |  |  |  |  | Sector G-13/3
[6 empty] | G-13/1 | 106703 | G-11 |  |  |  |  | Sector G-13/1
[6 empty] | G-13/4 | 106704 | G-11 |  |  |  |  | Sector G-13/4
[6 empty] | G-13/2-1 | 106705 | G-11 |  |  |  |  | Sector G-13/2-1
21 | IESCO | GSO Circle | SS&TL ISD | AE(T) No.2 | Power Transformer T-3 (10/13 MVA) at 132KV GSS Old Rawat | Following 11KV Feeders willl be affect during this shutdwon |  |  | 30-10-2025 | 09:00 | 15:00 | annual Maintenance | Following 11KV Feeders willl be affect during this shutdwon
[6 empty] | CWO | 17722 | Rawat |  |  |  |  | CWO
ANNUAL MAINTENACE SCHEDULE OF POWER TRANSFORMERS FOR THE MONTH OF 10-2025 UNDER SS&TL DIVISION IESCO RAWALPINDI
1 | IESCO | GSO Circle IESCO Islamabad | SS&TL Division IESCO Rawalpindi | A.E (T) Sub Division IESCO New Wah | 132 KV GSS Faqir abad (T-2) (31.5/40 MVA) | Shinka (Barazai) | 012024 | Ghur Ghusti | 15-10-2025 | 09:00 h | 15:00 h | Annual maintenance & protection testing of power transformer, transformer bays & 11 KV system | Shinka village & surroundings
[6 empty] | Radio Pak-1 | 012005 | Hatian |  |  |  |  | Radio Pakistan
[6 empty] | Shamasabad | 012007 | [5 empty] | Shamsabad, Shadi Khan, Waisa
[6 empty] | Ghourghushti | 012009 | Ghur Ghusti |  |  |  |  | G.Gushti, Miskeen Abad
[6 empty] | Lawrancepure | 012004 | Hatian |  |  |  |  | Lawrancepur Textile Mills
[6 empty] | Hattian | 012010 | [5 empty] | Jatial, Saidan, Hattian
[6 empty] | Qazi Abad | 012001 | [5 empty] | Qazi Abad, Faqir Abad
[6 empty] | Waisa | 012014 | Shadi Khan |  |  |  |  | Kamil Pur, Musa, Malu Pind
[6 empty] | Miskeenabad | 012025 | Ghur Ghusti |  |  |  |  | Miskeenabad
[6 empty] | Musa | 012008 | Hazro |  |  |  |  | Musa, Sharni, Kolathi
2 |  |  |  |  | 132 KV GSS Faqir abad (T-1) (20/26 MVA) | Hazro | 012003 | Hazro | 15-10-2025 | 12:00 h | 13:00 h | Annual Maintenance of Bus Coupler | Hazro, Bahudur Khan, Tarbeela Mor
[6 empty] | Nartopa | 012002 | Ghur Ghusti |  |  |  |  | Village Nartopa, Barazai & surroundings
[6 empty] | RadioaPak-2 | 012006 | Hatian |  |  |  |  | Radio Pakistan
[6 empty] | Darya Shareef | 012008 | Hazro |  |  |  |  | village Darya Shareef, Chichiya, Musa
3 | IESCO | GSO Circle IESCO Islamabad | SS&TL Division IESCO Rawalpindi | A.E (T) Sub Division IESCO Rawalpindi | 132 KV GSS Chakri (T-1) (20/26 MVA) | Chahan | 096802 | Chakri | 16.10.2025 | 09:00 h | 15:00 h | Annual maintenance & protection testing of power transformer, transformer bays & 11 KV system | Chan, Rajar, Kinger, Mera Kalwan, Mara Khurrd.
[6 empty] | Chauntra | 096804 | [5 empty] | Chountra, Pind Maloo, Adawal, Chokar, Dhalla, Kasala Kurd.
[6 empty] | Rajjar | 096803 | [5 empty] | Mujahid, Sihal, Pelo thallian, Kollian, Ghreeba moorat etc.
[6 empty] | Chakri | 096801 | [5 empty] | Chakri Village, Chura, Ghallan Kalan, Kolian Hameed, Kurrar, Paryal, Maial, Bilwat.
[6 empty] | SPD | 096806 | [5 empty] | SPD (Independent)
[6 empty] | SPF | 096807 | [5 empty] | Sadiq Poultry Form
[6 empty] | APF | 096808 | [5 empty] | Arslan Poultry Farm
[6 empty] | Ranger | 096811 | [5 empty] | Independent
[6 empty] | Gaggan | 096805 | C. B Khan |  |  |  |  | Gaggan village & surrounfding
4 |  |  |  |  | 132 KV GSS Chakri (T-2) (10/13 MVA) | HESCOL | 096812 | Chakri |  | 12:00 h | 13:00 h | Annual Maintenance of Bus Coupler | Independent
[6 empty] | Paryal | 096809 | [5 empty] | Paryal village & surrounding
[6 empty] | Mahota | 096810 | C.B Khan |  |  |  |  | Mahota village & surrounding
5 | IESCO | GSO Circle IESCO Islamabad | SS&TL Division IESCO Rawalpindi | A.E (T) Sub Division IESCO Margalla | 132 KV GSS NDC-I (10/13 MVA) T-1 Fateh Jang | Consumer Grid Station |  | Independent | 18.10.2025 | 09:00 hrs | 15:00 h | Annual maintenance & protection testing of power transformer, transformer bay & 11 KV system | Consumer Grid Station
6 | IESCO | GSO Circle IESCO Islamabad | SS&TL Division IESCO Rawalpindi | A.E (T) Sub Division IESCO New Wah | 132 KV GSS JF-17 Kamra (T-1) (10/13 MVA) | Consumer Grid Station |  | Independent | 19.10.2025 | 09:00 h | 12:00 h | Annual maintenance & protection testing of power transformer, transformer bays & 11 KV system also cleaning of Bus Coupler | Consumer Grid Station
[5 empty] | 132 KV GSS JF-17 Kamra (T-2) (10/13 MVA) | Consumer Grid Station |  |  |  | 11:00 h | 15:00 h |  | Consumer Grid Station
7 | IESCO | GSO Circle IESCO Islamabad | SS&TL Division IESCO Rawalpindi | A.E(T) Sub Division IESCO Rawalpindi | 132 KV GSS Chakri Road (T-1) (20/26 MVA) | Moorat | 120405 | Dhamiyal | 20.10.2025 | 09:00 h | 15:00 h | Annual maintenance & protection testing of power transformer, transformer bays & 11 KV system | Morrat, Thallian, Dk.Reka & surrounding
[6 empty] | Raniyal | 120403 | [5 empty] | Raniyal, Dk.Darzi, Pind Dadu and surrounding
[6 empty] | gulistan e Fatima | 120406 | [5 empty] | liaqat Colony, Lalarukh, Gulistan e Fatima colony.
[6 empty] | Kohalla | 120404 | [5 empty] | Kohalla Village, Mashrot Road
[6 empty] | F.J.W.U | 120408 | [5 empty] | independent
[5 empty] | 132 KV GSS Chakri Road (T-2) (20/26 MVA) | Hayal | 120407 | [5 empty] | Hayal Village, Banda Nakial, Dhamiyal Road.
[6 empty] | Girja-1 | 120402 | Quaid E Azam Colony |  | 12:00 h | 13:00 h | Annual Maintenance of Bus Coupler | Girja Road, Mohra Chappar, Dk Kamah, Dk. samha
[6 empty] | Qureshiabad | 120401 | [5 empty] | Qureshiabad Colony, Maskeen Abad Colony, Habib Colony, christian Colony
8 | IESCO | GSO Circle IESCO Islamabad | SS&TL Division IESCO Rawalpindi | A.E (T) Sub Division IESCO Margalla | 132 KV GSS Margalla (T-3) (20/26 MVA) | Mushtaq Hussain | 083308 | Taxila | 21.10.2025 | 09:00 h | 15:00 h | Annual maintenance & protection testing of power transformer, transformer bays & 11 KV system | Banbola, Jalala
[6 empty] | Kala Khan | 083307 | Margalla |  |  |  |  | GT Road, Wahdat Colony
[6 empty] | P.M.C | 083305 | Wah Cantt |  |  |  |  | PM Colony , Model Town
[6 empty] | Faisal Hill-1 | 083310 | Margalla |  |  |  |  | Independent
[6 empty] | Faisal Hill-2 | 083311 | [5 empty] | Independent
9 | IESCO | GSO Circle IESCO Islamabad | SS&TL Division IESCO Rawalpindi | A.E(T) Sub Division IESCO Rawalpindi | 132 KV GSS Adyala (T-1) (31.5/40 MVA) | Kalyal | 109101 | Adyala | 22.10.2025 | 09:00h | 15:00h | Annual maintenance & protection testing of power transformer, transformer bays & 11 KV system | Dk. Parian, Adyala Jail, Shahpur, Gorakhpur, Sammar Zar Cly, Shah pur Syedan.
[6 empty] | Shahpur | 109103 | [5 empty] | Kalyal Adyala Road, Khaja Corportion, Jarahi, Janjua Town, Natinal Housing Society
[6 empty] | Adyala | 109106 | [5 empty] | Adyala Road Khawaja Corporation, Mubarak Lane, Ali Town, Chungi No.20, Dhoke Noor etc.
[6 empty] | Khasala | 109108 | [5 empty] | Khasala village
[6 empty] | Humayun-1 | 109111 | Tariq Abad |  |  |  |  | Askari-14 & Surrounding areas.
10 |  |  |  |  | 132 KV GSS Adyala (T-2) 31.5/40 MVA) | Dhok Noor | 109104 | Adyala |  | 12:00 h | 13:00 h |  | Dhoke Mehra, Dhoke Haji Imam Din, Dhoke noor, Tarbela Colony
[6 empty] | Gulshanabad | 109102 | [5 empty] | Gulshanabad
[6 empty] | Rose Lane | 109105 | [5 empty] | New Lalazar, 502 Workshop
[6 empty] | Adyala Jail | 109107 | [5 empty] | Adyala Jail
[6 empty] | Shaigan | 109110 | [5 empty] | Shaigan
[6 empty] | Defence Road | 109113 | [5 empty] | Defence Road.
[6 empty] | Samar zar | 109114 | [5 empty] | Samarzar Housing Society.
[6 empty] | Askari-14 | 109112 | Tariq Abad |  |  |  |  | Askari-14
11 | IESCO | GSO Circle IESCO Islamabad | SS&TL Division IESCO Rawalpindi | R.E Sub Division IESCO New Islamabad int.Airport | 132 KV GSS New Islamabad Int Airport (T-1) (20/26 MVA) | Consumer Grid |  | Independent | 25.10.2025 | 09:00 h | 15:00 h | Annual maintenance & protection testing of power transformer, transformer bays & 11 KV system | Consumer Grid Station
12 | IESCO | GSO Circle IESCO Islamabad | SS&TL Division IESCO Rawalpindi | A.E (T) Sub Division IESCO New Wah | 132 KV GSS NDC-II Attock (T-1) (10/13 MVA) | Consumer Grid Station |  | Independent | 26.10.2025 | 09:00 h | 15:00 h | Annual maintenance & protection testing of power transformer, transformer bay & 11 KV system | Consumer Grid Station
13 | IESCO | GSO Circle IESCO Islamabad | SS&TL Division IESCO Rawalpindi | A.E (T) Sub Division IESCO Margalla | 132 KV GSS Jand (T-4) (10/13 MVA) | Pind Sultani | 029403 | Jand | 27.10.2025 | 09:00 h | 15:00 h | Annual maintenance & protection testing of power transformer, transformer bays & 11 KV system | Rangli, Dhoke Choora Sharif
[6 empty] | Parri | 029405 | [5 empty] | Vill: Pari, Sill, Jalwal
[6 empty] | NARA | 029404 | [5 empty] | Mari Jalwal, Nara
14 |  |  |  |  | 132 KV GSS Jand (T-3) (10/13 MVA) | Jand City-1 | 029402 | [5 empty] | Jand City
[6 empty] | Jand City-2 | 029406 | [5 empty] | Jand City
[6 empty] | Bhandar | 029407 | [5 empty] | Village Bhandar & surrounding areas.
15 | IESCO | GSO Circle IESCO Islamabad | SS&TL Division IESCO Rawalpindi | A.E (T) Sub Division IESCO New Wah | 132 KV GSS Sanjowal (T-3) (20/26 MVA) | Dar ul Islam Colony | 018909 | Attock Cantt | 28.10.2025 | 09:00 h | 15:00 h | Annual maintenance & protection testing of power transformer, transformer bays & 11 KV system | Dar ul Islam Colony & surrounding
[6 empty] | Bolianwal | 018906 | [5 empty] | Boliawal, Saqib Abad & surrounding
[6 empty] | Cap.Ishtiaq Ahmed | 018907 | [5 empty] | Jabi, Humak & surrounding areas.
[6 empty] | Dhoke Fateh | 018911 | [5 empty] | Dhoke Fateh & surrounding areas.
[6 empty] | Air University Kamra | 018913 | [5 empty] | Defence
[6 empty] | Durdad | 018914 | [5 empty] | Village Durdad & surrounding Area.
16 | IESCO | GSO Circle IESCO Islamabad | SS&TL Division IESCO Rawalpindi | A.E (T) Sub Division IESCO New Wah | 132 KV GSS Sanjowal (T-2) (20/26 MVA) | Solar-1 |  | Attock Cantt | 28.10.2025 | 12:00 h | 13:00 h | For cleaning OF Bus Coupler | Export feeder of Sanjwal Cantt
[6 empty] | Solar-2 | [6 empty] | Export feeder of Sanjwal Cantt
[6 empty] | Attock cantt | 018901 | [5 empty] | Mirza, Munu Nagar
[6 empty] | Akhori | 018912 | [5 empty] | Akhori & Surrounding Areas.
[6 empty] | Artiliary Centre | 018908 | [5 empty] | Defence
[6 empty] | PM Colony | 018905 | [5 empty] | Defence
[6 empty] | Katchery | 018902 | [5 empty] | Katchery, Mehrpura
17 | IESCO | GSO Circle IESCO Islamabad | SS&TL Division IESCO Rawalpindi | A.E (T) Sub Division IESCO Margalla | 132 KV GSS Lakkar Mar (T-1) (10/13 MVA) | Injra | 052102 | Chhab | 29.10.2025 | 09:00 h | 15:00 h | Annual maintenance & protection testing of power transformer, transformer bays & 11 KV system | Injra, Makhad, Turap
[6 empty] | Maqsood Shaheed | 052103 | [5 empty] | Molawali, Surg
[6 empty] | Aman Pur | 052106 | [5 empty] | Bahar Wala, hadowali & surrounding
18 |  |  |  |  | 132 KV GSS Lakkar Mar (T-2) (10/13 MVA) | Chhab | 052101 | [5 empty] | Chabb, Lakarmar, Dk, Gangra, Dk, Nazir
[6 empty] | Maira Shareef | 052105 | [5 empty] | Maira Shareef, Dhok Majeed, Dhok Mansoor, Dhok Noriyaal, Dhoke Panjral,
[6 empty] | Dhaknair | 052104 | [5 empty] | Dhaknair village & surroundings areas
19 | IESCO | GSO Circle IESCO Islamabad | SS&TL Division IESCO Rawalpindi | A.E (T) Sub Division IESCO New Wah | 132 KV GSS Attock (T-1) (20/26 MVA) | Teen Meela | 075113 | Attock City | 30.10.2025 | 09:00 h | 15:00 h | Annual maintenance & protection testing of power transformer, transformer bays & 11 KV system | New Town, Teen Meela & surrounding Areas.
[6 empty] | Fawara Chowk | 075103 | [5 empty] | Fawara Chowk, Attock City
[6 empty] | S.D.W | 075104 | [5 empty] | SDW Colony
[6 empty] | Attock Rural | 075101 | [5 empty] | Daknair, Jaba, Dhair, Ghoramar, Baugh Neelab & Surrounding Areas.
[6 empty] | S.D.W Colony | 075109 | [5 empty] | S.D.W Colony
[6 empty] | G.B.H.P-II | 075108 | [5 empty] | GBHP-II
[6 empty] | Shakardara | 075111 | [5 empty] | Peoples Colony, Shakar Dara & surrounding areas.
20 |  |  |  |  | 132 KV GSS Attock (T-2) (20/26 MVA) | AMIN ABAD | 075102 | Attock City |  | 12:00 h | 13:00 h | For cleaning OF Bus Coupler | Amin abad, Moh. Shah Faisal, Bijli Garh & surrounding
[6 empty] | G.B.H.P – 1 | 075106 | [5 empty] | G.B.H.P Colony
[6 empty] | D.E.C | 075107 | [5 empty] | Defence
[6 empty] | Bagh e Nelab | 075114 | [5 empty] | Bagh e Nelab, Salargah village, Monghiwalli, Chuei Bangla, Theiri Chouhan.
[6 empty] | PEOPLE Colony | 075110 | [5 empty] | Peoples Colony, & surrounding areas.
[6 empty] | MARRI | 075112 | [5 empty] | Marri Village & surrounding areas.
ANNUAL MAINTENACE SCHEDULE OF POWER TRANSFORMERS FOR THE MONTH OF 10-2025 UNDER SS&TL DIVISION IESCO RAJJAR
1 | IESCO | GSO ISLAMABAD | SS&TL Division IESCO Rajjar | Chakwal | 132 KV C.S.Shah 20/26 MVA Power Transformer T-1 | Basharat | 24603 | C.S.Shah | 15.10.2025 | 9:00 | 15:00 | For Annual Maintenance & Protection Testing | Chumbi, SarainMor, MakhdoomJehnian, DheriJabba, Lehr Sultan Pur, Lehri Shah Nawaz, WahaliZair, WahaliBala, GurahRajgan, Basharat, Mohan, Arra, Chandu
[6 empty] | Katas | 24602 | C.S.Shah |  |  |  |  | C.S.Shah City, Minhala, Ratooch, Pidh, Dandot.
[6 empty] | Dalwal | 24605 | C.S.Shah |  |  |  |  | Katas, Daryalakhoian,Badshahpur.
[6 empty] | Tharpal | 24606 | C.S.Shah |  |  |  |  | Tharpal, Bholay Adyal,Dhok Tahaliayan
2 |  |  |  |  | 132kv GSS C.S.Shah 10/13 MVA Power Transformer T-2 | Lehar Sultan Pur | 24607 | C.S.Shah |  | 12:00 | 13:00 | For cleaning OF Bus Coupler | Lehar Sultan Pur
[6 empty] | C.S.Shah | 24601 | C.S.Shah |  |  |  |  | C.S.Shah City, Minhala, .
[6 empty] | Dandot | 24604 | C.S.Shah |  |  |  |  | Ratooch, Pidh, Dandot.
3 |  |  |  |  | 132KV Jatli 20/26 MVA Power Transformer T-1 | Raman | 007402 | Jatli | 16.10.2025 | 9:00 | 15:00 | For Annual Maintenance & Protection Testing | Raman, Data Bhat, Devi, Mughal, Dhoke Hayat, Gorsian.
[6 empty] | Bhangali | 007406 | Sukho |  |  |  |  | Bhangali, Bher Ratial, Jhongal, Mohra Ameen, Darkala Kalan, Jajja, Manghot. Gurah, Dhoke Hafeez Ullah, Hujjo.
[6 empty] | Adhi | 007405 | Daultala |  |  |  |  | Daultala, Adra Usmanzada, Krunb Ilyas, Jatli Village, Dhongi, Dokhua.
[6 empty] | Nishan-e-Haider | 007408 | Jatli |  |  |  |  | Raman, Data Bhat, Devi, Mughal, Dhoke Hayat, Gorsian.
[6 empty] | Sukho | 007403 | Sukho |  |  |  |  | Sukho, Dera Muslim, Monger, Lalyal, Krunb Jagial, Chak Daulat, Mohra Malkan, Ogahoon.
4 |  |  |  |  | 132KV Jatli 20/26 MVA Power Transformer T-2 | Daultala | 007401 | Daultala |  | 12:00 | 13:00 | For Cleaning of Bus Coupler | Dhanda, , Ranotra, Mohra, Misrial, Dhoke Gujri, Jhangi Daim.
[6 empty] | C.B.Khan | 007404 | Chak Baily Khan |  |  |  |  | Shaikhpur, Dk Saydan,Dhok Wahab, Devi, Data Bhat
[6 empty] | Krunmb Kaswal | 007410 | Sukho |  |  |  |  | Kuranb Kaswal , Muradi,,Kohia ,Choora,Muhra,Kanyal.
[6 empty] | Bhair Kalyal | 007409 | Sukho |  |  |  |  | Ahdi, Narrali, Dhoong, Miana Mohra, Dhoke Shamas, Langah, Hasola.
[6 empty] | Daira Muslim | 007411 | Daultala |  |  |  |  | Daira Muslim
5 | IESCO | GSO ISLAMABAD | SS&TL RAJJAR | JHELUM | 132KV Gujjar Khan 20/26MVA Power Transformer T-1 | Gujjar Khan | 004901 | G/Khan | 20.10.2025 | 9:00 | 15:00 | For Annual Maintenance & Protection Testing | G/Khan City, SIE Gujar Khan
[6 empty] | Islampura | 004910 | Budana |  |  |  |  | Jhand Bukhar, Kool Chowk, Tang Dew syedan, Khan Pur Ch: Miana Phota
[6 empty] | Thakra | 004921 | Gulyana |  |  |  |  | Susral,Chak Rajgan,Thakra Mohra,Peer Phali.
[6 empty] | Kinger | 4923 | Budana |  |  |  |  | Mandal, Thathi, Kanger,Paleena.
[6 empty] | Hayat Sir Road | 4908 | G.Khan |  |  |  |  | Hayat Sir Road
[6 empty] | Dora Badhal | 4925 | Gulyana |  |  |  |  | Dora Badhal
[6 empty] | E.C.Mill | 004903 | Mandra |  |  |  |  | E.C.Mill
6 |  |  |  |  | 132 KV Gujjar Khan 31.5/40MVA Power Transformer T-2 | Gulyana | 004902 | Gulyana |  | 12:00 | 13:00 | For Cleaning of Bus Coupler | Guliana, Chak Chokhra, Pir Pholahi, Tibbi Syedan, Pholar Syedan
[6 empty] | R.T.Mill | 004907 | Gulyana |  |  |  |  | Rachna Textile Mill
[6 empty] | Mandra | 004904 | Mandra |  |  |  |  | GT Road Mandra, Mandra, Rakh Morr, Changa Mera , Kamandrial, Kuri, Mohra Mandoo.
[6 empty] | Mandra-2 | 004918 | Mandra |  |  |  |  | GT Road Mandra, Mandra, Rakh Morr, Changa Mera , Kamandrial, Kuri, Mohra Mandoo.
[6 empty] | Qazian | 4912 | Badana |  |  |  |  | Qazian, Miani Borgi, Islampura, Harnoo, Islampura
[6 empty] | L.T.C | 004914 | Mandra |  |  |  |  | Lakson Tabako Company
[6 empty] | Hamad Jangi | 4915 | Mandra |  |  |  |  | Sang , Hamal, Pothee, Chehari, Taju Jhangi, Ghangrial
[6 empty] | K.T.M-2 | 004916 | Gulyana |  |  |  |  | Kohinoor Textile Mills
[6 empty] | Bhalote | 4913 | Gulyana |  |  |  |  | Bhalote
7 |  |  |  | Chakwal | 132KV Talagang 20/26MVA Power Transformer T-1 | Talagang City | 102403 | Talagang City | 22.10.2025 | 9:00 | 15:00 | For Annual Maintenance & Protection Testing | Talagang City, Qadir Chwok , Jaffri Chow, Mianwali Road Talagang Larry Adda.
[6 empty] | Pera Fatyal | 102410 | Talagang Rural |  |  |  |  | Pera Fathial, Thoa Mehram Khan, Dhok Gorian, Dhok Masood, Chowkandi, Dhok Sher Khan, Dhok Garr, Dhok Komari, Dhok Anwaki, Dhok Sultaki.
[6 empty] | Jhatla | 102401 | Talagang Rural |  |  |  |  | Vill; Jhatla, Dk; Patwari,, Kitchian, Kotera, DK; Nosheri, Qadirpur, Ther Chak
[6 empty] | Dharabi | 102402 | Talagang City |  |  |  |  | Village Dharabi, Village Nakka Kahoot, Village Adhlakka, Village Moorat.
[6 empty] | Moorat | 102411 | Talagang City |  |  |  |  | MOORAT, DK;JAMAL,DK; JANGLI.
[5 empty] | 132KV Talagang 20/26MVA P/ower Transformer T-2 | Kot Srang | 102404 | Talagang Rural | 22-10-2025 | 12:00 | 13:00 | For Cleaning of Bus Coupler | Village Kot Sarang, Village Tehi, Village Pirra Jangla, Mirgan Pindi Road.
[6 empty] | GPO Chowk | 102406 | Talagang City |  |  |  |  | Mian Bazar Talagang,Moh: Grid Station, Pindi Road Talagang.
[6 empty] | Mogla | 102407 | Talagang Rural |  |  |  |  | Village Mogla, Dhok Daali, Village Dholar, Dhok Ujral, Village Misrial.
[6 empty] | Dhok Pathan | 102409 | Talagang Rural |  |  |  |  | Dhok Pathan, Village Naraghi, Pindi Road.
[6 empty] | Madina Town | 102415 | Talagang City |  |  |  |  | Moh: Kachery, Bungla Noor Shah,THQ Sial,Dhok Lasori.
[6 empty] | Dollar | 102416 | Talagang Rural |  |  |  |  | Dollar, Dokdali,Dotandi.
8 |  |  |  |  | 132KV Talagang 20/26MVA P/ower Transformer T-2 | Kot Srang | 102404 | Talagang Rural | 23-10-2025 | 9:00 | 15:00 | For Annual Maintenance & Protection Testing | Village Kot Sarang, Village Tehi, Village Pirra Jangla, Mirgan Pindi Road.
[6 empty] | GPO Chowk | 102406 | Talagang City |  |  |  |  | Mian Bazar Talagang,Moh: Grid Station, Pindi Road Talagang.
[6 empty] | Mogla | 102407 | Talagang Rural |  |  |  |  | Village Mogla, Dhok Daali, Village Dholar, Dhok Ujral, Village Misrial.
[6 empty] | Dhok Pathan | 102409 | Talagang Rural |  |  |  |  | Dhok Pathan, Village Naraghi, Pindi Road.
[6 empty] | Madina Town | 102415 | Talagang City |  |  |  |  | Moh: Kachery, Bungla Noor Shah,THQ Sial,Dhok Lasori.
[6 empty] | Dollar | 102416 | Talagang Rural |  |  |  |  | Dollar, Dokdali,Dotandi.
9 |  |  |  |  | 132KV Noorpur Sethi 10/13 MVA Power Transformer T-1 | O/G Kalar Khar | 059701 | K. Khar | 25.10.2025 | 9:00 | 15:00 |  | KALAR KAHAR, KHAIRPUR, RANSIAL, CHUMBI, KHANDOWA, CHAK KHOSHI, KHOHAR BALA,
[6 empty] | Miani | 059704 | K. Khar |  |  |  |  | MIANI,WASNAL,JHAMRA,PAHAR KHAN, GHAI GUFFRAN WALA, MAKHIAL, BUCHAL KHURD
10 | IESCO | GSO ISLAMABAD | SS&TL RAJJAR | Chakwal | 132KV Noorpur Sethi 10/13 MVA Power Transformer T-2 | Padrar | 059704 | Noshaira Fesco | 25-10-2025 | 11:00 | 13:00 | For Cleaning of Bus Coupler | under FESCO
[6 empty] | Istaqlal camp | 059705 | K. Khar |  |  |  |  | ARMY ISTAQLAL CAMP AREA.
[6 empty] | PAF Kalar Khar | 059707 | K. Khar |  |  |  |  | INDEPENDENT ARMY FEEDER.
[6 empty] | Munara | 059702 | K. Khar |  |  |  |  | MUNARA, BUCHAL KALAN,SAR KALAN, MALAN KHURAD, DHURNAKA, NOORPUR,NEELA
[6 empty] | Dharukna | 059708 | K. Khar |  |  |  |  | Dharukna
11 |  |  |  |  | 132KV Padshahan 20/26 MVA Power Transformer T-1 | Sagalabad | 079103 | Khan Pur | 27.10.2025 | 9:00 | 15:00 | For Annual Maintenance & Protection Testing | Saigalabad, Chak Baqir Shah, Chak Kharak, Dewalian.
[6 empty] | Dudial Rural | 079102 | Dudial-1 |  |  |  |  | Dhoke Dandi, Mona, Dhoke Wadhan, Dhoke Hajian, Punjain.
[6 empty] | Dudial City | 079104 | Dudial-1 |  |  |  |  | Village Jethal, Kot Iqbal, Saraal, Dorray.
[6 empty] | Jand Awan | 079108 | Daultala |  |  |  |  | Jand Awan,Hasola I, Dhoong, Miana Mohra, Dk Shamas, Langah,
[6 empty] | Dudial express | 079110 | Dudial-1 |  |  |  |  | Dhudial City, Village Parhal
[6 empty] | Khan Pur | 079107 | Khan Pur |  |  |  |  | Khanpur, Dhoke Saydan, Takia Shah Murad, Dhoke Faiz Ullah, Bheen.
| IESCO | GSO ISLAMABAD | SS&TL RAJJAR | Chakwal | 132KV Padshahan 20/26 MVA Power Transformer T-2 | Syed Kasran | 079106 | Mandra | 27-10-2025 | 12:00 | 13:00 | For Cleaning of Bus Coupler | Sang Kalan, Mohra Alho, Syed, Kasran, Turkwal, Nikko.
[6 empty] | Dhoda | 079105 | Khan Pur |  |  |  |  | Dhoda, Joor, Bhubhur, Chah Mal, Dhoke Niazian, Chohan, Diwal, Chabbar Saydan, Pari Durweza, Mohra Kanyal
[6 empty] | C.T.M | 079109 | Dudial-1 |  |  |  |  | Chakwal Textile Mills (C.T.M.) - Pindi Road Chakwal.
[6 empty] | Mulhal Mughlan | 079101 | Khan Pur |  |  |  |  | Mulhal Mughlan, Padshahan, Dhrogi, Nichindi, Ghazial, Jand Khanzada.
[6 empty] | Chakwal Steel | 079112 | Dudial-1 |  |  |  |  | Chakwal Steem Mill
[6 empty] | Dharogi Rajgan | 079113 | Khan Pur |  |  |  |  | Pindi Gujran,Topay,Potochi,Jandala,Ghazial,Maswal.
[6 empty] | Latifal | 79111 | Dudial-1 |  |  |  |  | Latifal, Mogla, Canal Bala,Rawal,Zair,Kot Iqbal,Dhok Alfoo.
12 | IESCO | GSO ISLAMABAD | SS&TL RAJJAR | Chakwal | 132KV Padshahan 20/26 MVA Power Transformer T-2 | Syed Kasran | 079106 | Mandra | 28-10-2025 | 9:00 | 15:00 | For Annual Maintenance & Protection Testing | Sang Kalan, Mohra Alho, Syed, Kasran, Turkwal, Nikko.
[6 empty] | Dhoda | 079105 | Khan Pur |  |  |  |  | Dhoda, Joor, Bhubhur, Chah Mal, Dhoke Niazian, Chohan, Diwal, Chabbar Saydan, Pari Durweza, Mohra Kanyal
[6 empty] | C.T.M | 079109 | Dudial-1 |  |  |  |  | Chakwal Textile Mills (C.T.M.) - Pindi Road Chakwal.
[6 empty] | Mulhal Mughlan | 079101 | Khan Pur |  |  |  |  | Mulhal Mughlan, Padshahan, Dhrogi, Nichindi, Ghazial, Jand Khanzada.
[6 empty] | Chakwal Steel | 079112 | Dudial-1 |  |  |  |  | Chakwal Steem Mill
[6 empty] | Dharogi Rajgan | 079113 | Khan Pur |  |  |  |  | Pindi Gujran,Topay,Potochi,Jandala,Ghazial,Maswal.
[6 empty] | Latifal | 79111 | Dudial-1 |  |  |  |  | Latifal, Mogla, Canal Bala,Rawal,Zair,Kot Iqbal,Dhok Alfoo.
13 |  |  |  | Chakwal | 132KV Dandot 20/26 MVA Power Transformer T-1 | K.S.Mine | 029002 | SDO P.D.Khan | 29.10.2025 | 9:00 | 15:00 | For Annual Maintenance & Protection Testing | Khewra, Chona Pahari, Sohal, Wara Buland Khan.
[6 empty] | ICI | 029006 | P.D.Khan |  |  |  |  | ICI independent Feder
[6 empty] | Lilla | 029008 | SDO Lilla |  |  |  |  | Dok burj, Lilla Town, Lilla Barwana, Lilla Bhera, Lilla Hindwana, Dhudi Thall, Peer Khara, Dk. Awan, Kandwal, Jaithal
[6 empty] | P.d.Khan | 029005 | P.D.Khan |  |  |  |  | P.D.Khan City, Sahotra, Hattar, Pithar Kalan, Pithar Naddi, Chanan Pur, Dhok Gola, Jhugian
[6 empty] | Katchery | 029009 | P.D.Khan |  |  |  |  | Mandi Muhammad Sadique, Kotla Shah Kamir,sehotra,Hattar, Pither Nidi, Pither Kalan.
14 |  |  |  |  | 132KV Dandot 10/13 MVA power Transformer T-2 | Duffer | 029001 | Duryla Jalb |  | 12:00 | 13:00 | For Cleaning of Bus Coupler | Duffer, Qamer,Usmansharif,Sodi Gujjar,Dudian,Papra,Kaslian.
[6 empty] | Ahmedabad | 029003 | SDO Lilla |  |  |  |  | Kora Choran,Golpur,Bilowal,Soharaba,Author, Ahmedabad.
[6 empty] | NCI/TOBA | 029004 | SDO Lilla |  |  |  |  | NCI independent
15 |  |  |  | Chakwal | 132KV Dandot 10/13 MVA power Transformer T-2 | Duffer | 029001 | Duryla Jalb | 30-10-2025 | 9:00 | 15:00 | For Annual Maintenance & Protection Testing | Duffer, Qamer,Usmansharif,Sodi Gujjar,Dudian,Papra,Kaslian.
[6 empty] | Ahmedabad | 029003 | SDO Lilla |  |  |  |  | Kora Choran,Golpur,Bilowal,Soharaba,Author, Ahmedabad.
[6 empty] | NCI/TOBA | 029004 | SDO Lilla |  |  |  |  | NCI independent
Superintending Engineer
GSO Circle IESCO Islamabad

## 15-16
ANNUAL MAINTENACE SCHEDULE OF POWER TRANSFORMERS FOR THE MONTH OF 10-2025 UNDER SS&TL DIVISION IESCO ISLAMABAD
S. # | DISCO | Circle | Division | Sub Division | Name of Grid Station / Name of Equipment | Name of Feeder | Feeder Code | Sub Division Operation | Date | Operation Shut down | Time |  | Purpose of Shut Down | Affected Area | Remarks
[11 empty] | From | To
1 | 2 | 3 | 4 | 5 | 6 | 7 | 8 | 9 | 10 | 11 | 12 | 13 | 14 | 14 | 16
1 | IESCO | GSO Circle | SS&TL ISD | AE(T) No.II | Power Transformer T-1 (10/13 MVA) At 132KV GSS Chaint | following 11kv feedeers will be affect during this shutdown |  |  | 15-10-2025 |  | 9:00 | 15:00 | Annual Maintenance | following 11kv feedeers will be affect during this shutdown
[6 empty] | Lehtrar | 103701 | Kahuta |  | 21.10.2025 29.10.2025 |  |  |  | Lehtrar
[6 empty] | Balawara | 103703 | Patriata |  | 18.10.2025 23.10.2025 29.10.2025 |  |  |  | Balawara
[6 empty] | KROR | 103704 | Nilore |  | 28.10.2025 30.10.2025 |  |  |  | KROR
2 | IESCO | GSO Circle | SS&TL ISD | AE(T) No.II | Power Transformer T-2 (10/13 MVA) At 132KV GSS Chaint | following 11kv feedeers will be affect during this shutdown |  |  | 15-10-2025 |  | 9:00 | 15:00 | Annual Maintenance | following 11kv feedeers will be affect during this shutdown
[6 empty] | Kotli Sattiyan | 103702 | Patriata |  | 20.10.2025 28.10.2025 |  |  |  | Kotli Sattiyan
3 | IESCO | GSO Circle IESCO Islamabad | SS&TL Division IESCO Rawalpindi | A.E (T) Sub Division IESCO New Wah | 132 KV GSS Faqir abad (T-2) (31.5/40 MVA) | Shinka (Barazai) | 012024 | Ghur Ghusti | 15-10-2025 | Nil | 09:00 h | 15:00 h | Annual maintenance & protection testing of power transformer, transformer bays & 11 KV system | Shinka village & surroundings
[6 empty] | Radio Pak-1 | 012005 | Hatian |  | Nil |  |  |  | Radio Pakistan
[6 empty] | Shamasabad | 012007 | Hatian |  | 21.10.2025 25.10.2025 28.10.2025 |  |  |  | Shamsabad, Shadi Khan, Waisa
[6 empty] | Ghour ghushti | 012009 | Ghur Ghusti |  | 18.10.2025 23.10.2005 27.10.2025 30.10.2025 |  |  |  | G.Gushti, Miskeen Abad
[6 empty] | Lawrancepure | 012004 | Hatian |  | Nil |  |  |  | Lawrancepur Textile Mills
[6 empty] | Hattian | 012010 | Hatian |  | 21.10.2025 25.10.2025 30.10.2025 |  |  |  | Jatial, Saidan, Hattian
[6 empty] | Qazi Abad | 012001 | Hatian |  | 21.10.2025 25.10.2025 30.10.2025 |  |  |  | Qazi Abad, Faqir Abad
[6 empty] | Waisa | 012014 | Shadi Khan |  | 20.10.2025 23.10.2025 29.10.2025 |  |  |  | Kamil Pur, Musa, Malu Pind
[6 empty] | Miskeenabad | 012025 | Ghur Ghusti |  | 16.10.2025 |  |  |  | Miskeenabad
[6 empty] | Musa | 012026 | Hazro |  | 28.10.2025 |  |  |  | Musa, Sharni, Kolathi
4 |  |  |  |  | 132 KV GSS Faqir abad (T-1) (20/26 MVA) | Hazro | 012003 | Hazro | 15-10-2025 | 21.10.2025 25.10.2025 | 12:00 h | 13:00 h | Annual Maintenance of Bus Coupler | Hazro, Bahudur Khan, Tarbeela Mor
[6 empty] | Nartopa | 012002 | Ghur Ghusti |  | 20.10.2025 28.10.2025 |  |  |  | Village Nartopa, Barazai & surroundings
[6 empty] | RadioaPak-2 | 012006 | Hatian |  | Nil |  |  |  | Radio Pakistan
[6 empty] | Darya Shareef | 012008 | Hazro |  | 16.10.2025 22.10.2025 |  |  |  | village Darya Shareef, Chichiya, Musa
5 | IESCO | GSO ISLAMABAD | SS&TL Division IESCO Rajjar | Chakwal | 132 KV C.S.Shah 20/26 MVA Power Transformer T-1 | Basharat | 24603 | C.S.Shah | 15.10.2025 | 16.10.2025 22.10.2025 28.10.2025 | 9:00 | 15:00 | For Annual Maintenance & Protection Testing | Chumbi, SarainMor, MakhdoomJehnian, DheriJabba, Lehr Sultan Pur, Lehri Shah Nawaz, WahaliZair, WahaliBala, GurahRajgan, Basharat, Mohan, Arra, Chandu
[6 empty] | Katas | 24602 | C.S.Shah |  | 16.10.2025 20.10.2025 23.10.2025 27.10.2025 30.10.2025 |  |  |  | C.S.Shah City, Minhala, Ratooch, Pidh, Dandot.
[6 empty] | Dalwal | 24605 | C.S.Shah |  | 18.102025 21.10.2025 25.10.2025 28.10.2025 |  |  |  | Katas, Daryalakhoian,Badshahpur.
[6 empty] | Tharpal | 24606 | C.S.Shah |  | 20.10.2025 25.10.2025 29.10.2005 |  |  |  | Tharpal, Bholay Adyal,Dhok Tahaliayan
6 |  |  |  |  | 132kv GSS C.S.Shah 10/13 MVA Power Transformer T-2 | Lehar Sultan Pur | 24607 | C.S.Shah |  | 21.10.2025 27.10.2025 | 12:00 | 13:00 | For cleaning OF Bus Coupler | Lehar Sultan Pur
[6 empty] | C.S.Shah | 24601 | C.S.Shah |  | 18.10.2025 23.10.2025 29.10.2025 |  |  |  | C.S.Shah City, Minhala, .
[6 empty] | Dandot | 24604 | C.S.Shah |  | 20.10.2025 25.10.2025 30.10.2025 |  |  |  | Ratooch, Pidh, Dandot.
7 | IESCO | GSO Circle | SS&TL ISD | AE(T) No.II | Power Transformer T-1 (20/26 MVA) At 132KV GSS Kallar Syedan | following 11kv feedeers will be affect during this shutdown |  |  | 16-10-2025 |  | 9:00 | 15:00 | Annual Maintenance | following 11kv feedeers will be affect during this shutdown
[6 empty] | new Choa | 98105 | Chowa khalsa |  | 16.10.2025 18.10.2025 21.10.2025 25.10.2025 28.10.2025 |  |  |  | new Choa
[6 empty] | Baba Shaheed | 98101 | Bewal |  | 16.10.2025 21.10.2025 23.10.2025 28.10.2025 |  |  |  | Baba Shaheed
[6 empty] | Chapper | 98107 | Bewal |  | 16.10.2025 20.10.2025 25.10.2025 29.10.2025 |  |  |  | Chapper
[6 empty] | Fazal Shaheed | 98103 | Chowa khalsa | [5 empty] | Fazal Shaheed
8 | IESCO | GSO Circle | SS&TL ISD | AE(T) No.II | Power Transformer T-2 (20/26 MVA) At 132KV GSS Kallar Syedan | following 11kv feedeers will be affect during this shutdown |  |  | 16-10-2025 |  | 12:00 | 13:00 | For cleaning of Bus Cpoupler | following 11kv feedeers will be affect during this shutdown
[6 empty] | Kambli Sadiq | 98102 | Kallar |  | 16.10.2025 29.10.2025 |  |  |  | Kambli Sadiq
[6 empty] | Kallar City | 98104 | Kallar |  | 18.10.2025 |  |  |  | Kallar City
[6 empty] | Duberan | 98106 | Kallar |  | 18.10.2025 25.10.2025 29.10.2025 |  |  |  | Duberan
[6 empty] | Mal Awan | 98108 | Bewal | [5 empty] | Mal Awan
9 | IESCO | GSO Circle IESCO Islamabad | SS&TL Division IESCO Rawalpindi | A.E (T) Sub Division IESCO Rawalpindi | 132 KV GSS Chakri (T-1) (20/26 MVA) | Chahan | 096802 | Chakri | 16.10.2025 |  | 09:00 h | 15:00 h | Annual maintenance & protection testing of power transformer, transformer bays & 11 KV system | Chan, Rajar, Kinger, Mera Kalwan, Mara Khurrd.
[6 empty] | Chauntra | 096804 | [6 empty] | Chountra, Pind Maloo, Adawal, Chokar, Dhalla, Kasala Kurd.
[6 empty] | Rajjar | 096803 | [6 empty] | Mujahid, Sihal, Pelo thallian, Kollian, Ghreeba moorat etc.
[6 empty] | Chakri | 096801 | [6 empty] | Chakri Village, Chura, Ghallan Kalan, Kolian Hameed, Kurrar, Paryal, Maial, Bilwat.
[6 empty] | SPD | 096806 | [6 empty] | SPD (Independent)
[6 empty] | SPF | 096807 | [6 empty] | Sadiq Poultry Form
[6 empty] | APF | 096808 | [6 empty] | Arslan Poultry Farm
[6 empty] | Ranger | 096811 | [6 empty] | Independent
[6 empty] | Gaggan | 096805 | C. B Khan | [5 empty] | Gaggan village & surrounfding
10 |  |  |  |  | 132 KV GSS Chakri (T-2) (10/13 MVA) | HESCOL | 096812 | Chakri |  |  | 12:00 h | 13:00 h | Annual Maintenance of Bus Coupler | Independent
[6 empty] | Paryal | 096809 | [6 empty] | Paryal village & surrounding
[6 empty] | Mahota | 096810 | C.B Khan | [5 empty] | Mahota village & surrounding
11 | IESCO | GSO ISLAMABAD | SS&TL Division IESCO Rajjar | Chakwal | 132KV Jatli 20/26 MVA Power Transformer T-1 | Raman | 007402 | Jatli | 16.10.2025 |  | 9:00 | 15:00 | For Annual Maintenance & Protection Testing | Raman, Data Bhat, Devi, Mughal, Dhoke Hayat, Gorsian.
[6 empty] | Bhangali | 007406 | Sukho | [5 empty] | Bhangali, Bher Ratial, Jhongal, Mohra Ameen, Darkala Kalan, Jajja, Manghot. Gurah, Dhoke Hafeez Ullah, Hujjo.
[6 empty] | Adhi | 007405 | Daultala | [5 empty] | Daultala, Adra Usmanzada, Krunb Ilyas, Jatli Village, Dhongi, Dokhua.
[6 empty] | Nishan-e-Haider | 007408 | Jatli | [5 empty] | Raman, Data Bhat, Devi, Mughal, Dhoke Hayat, Gorsian.
[6 empty] | Sukho | 007403 | Sukho | [5 empty] | Sukho, Dera Muslim, Monger, Lalyal, Krunb Jagial, Chak Daulat, Mohra Malkan, Ogahoon.
12 |  |  |  |  | 132KV Jatli 20/26 MVA Power Transformer T-2 | Daultala | 007401 | Daultala |  |  | 12:00 | 13:00 | For Cleaning of Bus Coupler | Dhanda, , Ranotra, Mohra, Misrial, Dhoke Gujri, Jhangi Daim.
[6 empty] | C.B.Khan | 007404 | Chak Baily Khan | [5 empty] | Shaikhpur, Dk Saydan,Dhok Wahab, Devi, Data Bhat
[6 empty] | Krunmb Kaswal | 007410 | Sukho | [5 empty] | Kuranb Kaswal , Muradi,,Kohia ,Choora,Muhra,Kanyal.
[6 empty] | Bhair Kalyal | 007409 | Sukho | [5 empty] | Ahdi, Narrali, Dhoong, Miana Mohra, Dhoke Shamas, Langah, Hasola.
[6 empty] | Daira Muslim | 007411 | Daultala | [5 empty] | Daira Muslim
Superintending Engineer
GSO Circle IESCO Islamabad

## Updated 13.10.2025
ANNUAL MAINTENACE SCHEDULE OF POWER TRANSFORMERS DATED 15.10.2025
S. # | Circle | Division | Sub Division | Name of Grid Station / Name of Equipment | Name of Feeder | Feeder Code | Date | Time |  | Purpose of Shut Down
[8 empty] | From | To
1 | 2 | 3 | 4 | 5 | 6 | 7 | 8 | 9 | 10 | 11
1 | Cantt | Rawat | Kahuta | Power Transformer T-1 (10/13 MVA) at 132KV GSS Chaint | Lehtrar | 103701 | 15-10-2025 | 09:00 | 15:00 | Annual Maintenance
2 | Islamabad | Bhara Kaho | Patriata |  | Balawara | 103703
3 | Islamabad | Div-1 | Nilore |  | KROR | 103704
4 | Islamabad | Bhara Kaho | Patriata | Power Transformer T-2 (10/13 MVA) at 132KV GSS Chaint | Kotli Sattiyan | 103702
5 | Attock | Attock | Ghur Ghusti | 132 KV GSS Faqir abad (T-2) (31.5/40 MVA) | Shinka (Barazai) | 012024 | 15-10-2025 | 09:00 | 15:00 | Annual maintenance & protection testing of power transformer, transformer bays & 11 KV system
6 | Attock | Attock | Hatian |  | Radio Pak-1 | 012005
7 | Attock | Attock | Hatian |  | Shamasabad | 012007
8 | Attock | Attock | Ghur Ghusti |  | Ghour ghushti | 012009
9 | Attock | Attock | Hatian |  | Lawrancepure | 012004
10 | Attock | Attock | Hatian |  | Hattian | 012010
11 | Attock | Attock | Hatian |  | Qazi Abad | 012001
12 | Attock | Attock | Shadi Khan |  | Waisa | 012014
13 | Attock | Attock | Ghur Ghusti |  | Miskeenabad | 012025
14 | Attock | Attock | Hazro |  | Musa | 012026
15 | Attock | Attock | Hazro | 132 KV GSS Faqir abad (T-1) (20/26 MVA) | Hazro | 012003 | 15-10-2025 | 12:00 | 13:00 | Annual Maintenance of Bus Coupler
16 | Attock | Attock | Ghur Ghusti |  | Nartopa | 012002
17 | Attock | Attock | Hatian |  | RadioaPak-2 | 012006
18 | Attock | Attock | Hazro |  | Darya Shareef | 012008
19 | Chakwal | P.D Khan | C.S.Shah | 132 KV C.S.Shah 20/26 MVA Power Transformer T-1 | Basharat | 24603 | 15.10.2025 | 09:00 | 15:00 | For Annual Maintenance & Protection Testing
20 | Chakwal | P.D Khan | C.S.Shah |  | Katas | 24602
21 | Chakwal | P.D Khan | C.S.Shah |  | Dalwal | 24605
22 | Chakwal | P.D Khan | C.S.Shah |  | Tharpal | 24606
23 | Chakwal | P.D Khan | C.S.Shah | 132kv GSS C.S.Shah 10/13 MVA Power Transformer T-2 | Lehar Sultan Pur | 24607 |  | 12:00 | 13:00 | For cleaning OF Bus Coupler
24 | Chakwal | P.D Khan | C.S.Shah |  | C.S.Shah | 24601
25 | Chakwal | P.D Khan | C.S.Shah |  | Dandot | 24604