## Final PTF Schedule
ANNUAL MAINTENACE SCHEDULE OF POWER TRANSFORMERS FOR THE MONTH OF 10-2026 UNDER SS&TL DIVISION IESCO ISLAMABAD
S. # | DISCO | Circle | Division | Sub Division | Name of Grid Station / Name of Equipment | Name of Feeder | Feeder Code | Sub Division Operation | Date | Time |  | Purpose of Shut Down | Affected Area | Remarks
[10 empty] | From | To
1 | 2 | 3 | 4 | 5 | 6 | 7 | 8 | 9 | 10 | 11 | 12 | 13 | 14 | 15
1 | IESCO | GSO Circle | SS&TL ISD | AE(T) No.I | Power Transformer T-3 (31.5/40 0MVA) At 132KV GSS PirWadhai | Following 11KV Feeders willl be affected |  |  | 15-10-2026 | 09:00 | 14:00 | Annual Maintenance
[6 empty] | Dhook Haso | 43309 | PirWadhai |  |  |  |  | Dk.Hassu, Moh Alam Abad, Gulshan Fatima, Moh Hafiz Abad, Gulshan Data.
[6 empty] | Ratta | 43304 | Ratta |  |  |  |  | Baboo Lal Hussain Road, Ratta Amral , Railway Workshop
[6 empty] | C.Factory | 43321 | I-10 |  |  |  |  | Police Line , Sabzi Mandi, Carriage Factory
[6 empty] | S.S Hospital | 43330 | PirWadhai |  |  |  |  | PIA Cly, Cantt View Cly, Ilyas Colony, Niazi Town, Madina Cly, Range Road & Shallay Valley.
[6 empty] | AMC | 43319 | Westrdge |  |  |  |  | Exempted
[6 empty] | BB Shaheed | 43327 | Ratta |  |  |  |  | Ratta Amral., Mohanpura & Surranding area.
[6 empty] | M.Masood K/Road | 43323 | Ganj Mandi |  |  |  |  | Gunjmandi Road, Astable Road , Civl Hospital.
[6 empty] | Ahsan Abad | 43332 | khiyban -a-sir syed |  |  |  |  | Ahsan Abad
[6 empty] | Subhan Shaheed | 43333 | khiyban -a-sir syed |  |  |  |  | Subhan Shaheed
[6 empty] | Railway Colony | 43331 | Westrdge |  |  |  |  | Railway Colony
[6 empty] | CDL Colny | 43335 | Ratta |  |  |  |  | CDL Colny
[6 empty] | Alam Abad | 43336 | Pir Wadhai |  |  |  |  | Alam Abad
[6 empty] | FAUJI COLONY | 43337 | Pir Wadhai |  |  |  |  | FAUJI COLONY
[6 empty] | NUTECH UNI | 43338 | Pir Wadhai |  |  |  |  | NUTECH UNI
2 | IESCO | GSO | SS&TL ISD | AE(T) No.I | Power Transformer T-1 (31.5/40MVA ) At 132KV GSS I-10 | Following 11KV Feeders willl be affected |  |  | 17-10-2026 | 09:00 | 14:00 | Annual Maintenance
[6 empty] | Mumtaz Steel | 6426 | I-9 |  |  |  |  | Mumtaz steel independent
[6 empty] | Potohar Steel | 6428 | I-9 |  |  |  |  | Potohar Steel (Independent)
[6 empty] | Banni | 6404 | Ashgar Mal |  |  |  |  | Banni,Quhoti Baszar, Said Pur Road ,Jimia Masjid Road, Mohallah Imam Bara
[6 empty] | M.Steel Mill | 6424 | I-10 |  |  |  |  | Modern Steel Mill
[6 empty] | Inter School | 6406 | I-9 |  |  |  |  | American School H-9, PTCL, NUML
[6 empty] | S.H Steel | 6425 | I-9 |  |  |  |  | S H Steel (Independent)
[6 empty] | Capital Steel | 6414 | I-9 |  |  |  |  | Capital Steel (Independent)
[6 empty] | New PTN | 6436 | I-9 |  |  |  |  | New PTN
[6 empty] | Muhammadi Chowk | 6438 | khiyban -a-sir syed |  |  |  |  | Muhammadi Chowk
[6 empty] | Ameen Town | 6437 | khiyban -a-sir syed |  |  |  |  | Ameen Town
[6 empty] | I-10/1 | 6432 | I-10 |  |  |  |  | I-10/1
[6 empty] | floor Mill-1 | 6433 | I-10 |  |  |  |  | FAYSAL FLOOR MILL
[6 empty] | floor Mill-2 | 6434 | I-10 |  |  |  |  | Noor Floor Mill
3 | IESCO | GSO Circle | SS&TL ISD | AE(T) No.2 | Power Transformer T-1 (31.5/40 MVA) at 132KV GSS Old Rawat | Following 11KV Feeders willl be affected |  |  | 19-10-2026 | 09:00 | 14:00 | Annual Maintenance
[6 empty] | HPT-3 | 17709 | wadala |  |  |  |  | RCCI-5
[6 empty] | chowk pindori | 17720 | Rawat |  |  |  |  | Sagri Bazar & surranding area.
[6 empty] | Rawat | 17716 | Rawat |  |  |  |  | Qutub Ferozal, Jalyari, Jasool Syedan, Basali, Kalyam & surranding area
[6 empty] | Suparco | 17717 | Rawat |  |  |  |  | Suparco
[6 empty] | Kaliyam | 17710 | wadala |  |  |  |  | Village Kalyam & sourranding area.
[6 empty] | RCCI-4 | 17730 | Rawat |  |  |  |  | RCCI-4
[6 empty] | New Kaliyam | 17721 | wadala |  |  |  |  | GT Road, Bani Saran, & Raaf city.
[6 empty] | Sagri | 17713 | Rawat |  |  |  |  | Sagri
[6 empty] | RCCI-5 | 17729 | Rawat |  |  |  |  | Pakistan Broad casting Complex
4 | IESCO | GSO Circle | SS&TL ISD | AET-No.1 | 132KV GSS I-10 Power Transformer T-2 (31.5/40 MVA) | Following 11KV Feeders willl be affected |  |  | 18-10-2026 | 09:00 | 14:00 | Annual Maintenance
[6 empty] | Exchange | 6417 | I-10 |  |  |  |  | Main Road St:No.8 & St:.07 Of Industrial area I-10/3
[6 empty] | I-10 Sector | 6408 | I-10 |  |  |  |  | Sector I-10/4
[6 empty] | Furnace | 6403 | I-9 |  |  |  |  | Pak Iron Furnace Independent
[6 empty] | KH.S.Syed | 6411 | Khiyban sir Syed |  |  |  |  | Kh.Sir Syed Sector 1, 2 3 & 4.
[6 empty] | P.T.N | 6405 | I-9 |  |  |  |  | I-9/2 Industrial Area
[6 empty] | United Steel | 6413 | I-10 |  |  |  |  | St.No.1,St.No.3,St.No.4, St.No.9,of Industrial area I-10/3
5 | IESCO | GSO | SS&TL ISD | AE(T) No.I | Power Transformer T-1 (31.5/40MVA ) At 132KV GSS I-10 | Following 11KV Feeders willl be affected |  |  | 18-10-2026 | 11:00 | 13:00 | Bus Coupler Maintenance
[6 empty] | Mumtaz Steel | 6426 | I-9 |  |  |  |  | Mumtaz steel independent
[6 empty] | Potohar Steel | 6428 | I-9 |  |  |  |  | Potohar Steel (Independent)
[6 empty] | Banni | 6404 | Ashgar Mal |  |  |  |  | Banni,Quhoti Baszar, Said Pur Road ,Jimia Masjid Road, Mohallah Imam Bara
[6 empty] | M.Steel Mill | 6424 | I-10 |  |  |  |  | Modern Steel Mill
[6 empty] | Inter School | 6406 | I-9 |  |  |  |  | American School H-9, PTCL, NUML
[6 empty] | S.H Steel | 6425 | I-9 |  |  |  |  | S H Steel (Independent)
[6 empty] | Capital Steel | 6414 | I-9 |  |  |  |  | Capital Steel (Independent)
[6 empty] | New PTN | 6436 | I-9 |  |  |  |  | New PTN
[6 empty] | Muhammadi Chowk | 6438 | khiyban -a-sir syed |  |  |  |  | Muhammadi Chowk
[6 empty] | Ameen Town | 6437 | khiyban -a-sir syed |  |  |  |  | Ameen Town
[6 empty] | I-10/1 | 6432 | I-10 |  |  |  |  | I-10/1
[6 empty] | floor Mill-1 | 6433 | I-10 |  |  |  |  | FAYSAL FLOOR MILL
[6 empty] | floor Mill-2 | 6434 | I-10 |  |  |  |  | Noor Floor Mill
6 | IESCO | GSO Circle | SS&TL ISD | AET-No.1 | 132KV GSS H-11 Power Transformer T-1 (31.5/40MVA) | Following 11KV Feeders willl be affected |  |  | 20-10-2026 | 9:00 | 14:00 | Annual Maintenance
[6 empty] | PTCL | 72728 | I-9 |  |  |  |  | PTCL
[6 empty] | I-10/2 | 72704 | I-10 |  |  |  |  | Sector I-10/2
[6 empty] | Fazal Ghee Mill | 72705 | I-9 |  |  |  |  | Marble factories, U-fone, CTI, Capital Steel, Mumtaz Steel, Pak Steel
[6 empty] | CWO | 72708 | G-9 |  |  |  |  | KRL Hospital
[6 empty] | Kidney Centre | 72709 | I-10 |  |  |  |  | Kidney Center
[6 empty] | I-11/3 | 72717 | I-10 |  |  |  |  | Sector I-11/3 & I-11/2
[6 empty] | Metro | 72724 | I-10 |  |  |  |  | Metro cash and carry
[6 empty] | NDC-2 | 72718 | I-10 |  |  |  |  | NDC-2
[6 empty] | I&T Center | 72706 | G-9 |  |  |  |  | Sector G-9/1
[6 empty] | New Exchange | 72719 | I-10 |  |  |  |  | Main Road St#2, St # 6 & St # 7
7 | IESCO | GSO Circle | SS&TL ISD | AET-No.1 | 132KV GSS H-11 Power Transformer T-2 (31.5/40MVA) | Following 11KV Feeders willl be affected |  |  | 21-10-2026 | 9:00 | 14:00 | Annual Maintenance
[6 empty] | G-10 Mkz | 72720 | G-9 |  |  |  |  | G-10 MKZ
[6 empty] | MAUVE AREA | 72703 | G-9 |  |  |  |  | G-10/1 Sector
[6 empty] | Islamic Uni | 72710 | I-10 |  |  |  |  | Islamic Univiersity
[6 empty] | H-11/4 | 72738 | I-10 |  |  |  |  | H-11/4
[6 empty] | CATEGORY HOUSE | 72711 | G-9 |  |  |  |  | G-10/2 Sector
[6 empty] | NDC-I | 72712 | I-10 |  |  |  |  | NDC-1 Lab
[6 empty] | Itwar Bazar | 72713 | G-11 |  |  |  |  | PHA flats I& 2
[6 empty] | EID Gah | 72714 | Ashgar Mal |  |  |  |  | Eid Gah Mohallah, Mohallah Raja Sultan, Imam Bara Mohallah and surrounding areas.
[6 empty] | Dhoke Najo | 72715 | khiyban -a-sir syed |  |  |  |  | Dk Najoo, K.B.Sir Syed, Sector & 4 A, Qasim Market.
[6 empty] | Raja Sultan | 72716 | F-Block |  |  |  |  | Moh.Raja Sultan,Saidpur Scheme No 1, E.Block And Surrounding Area
[6 empty] | SES | 72731 | I-9 |  |  |  |  | I-9 Consumer feeder
[6 empty] | U-phone | 72733 | I-9 |  |  |  |  | U-Phone Office
[6 empty] | A.Q khan | 72732 | I-10 |  |  |  |  | A.Q Khan Labs
[6 empty] | Safe City-1 | 72734 | I-10 |  |  |  |  | Safe city -1
8 | IESCO | GSO Circle | SS&TL ISD | AET-No.1 | 132KV GSS H-11 Power Transformer T-1 (31.5/40MVA) | Following 11KV Feeders willl be affected |  |  | 21-10-2026 | 11:00 | 13:00 | Bus Coupler Maintenance
[6 empty] | PTCL | 72728 | I-9 |  |  |  |  | PTCL
[6 empty] | I-10/2 | 72704 | I-10 |  |  |  |  | Sector I-10/2
[6 empty] | Fazal Ghee Mill | 72705 | I-9 |  |  |  |  | Marble factories, U-fone, CTI, Capital Steel, Mumtaz Steel, Pak Steel
[6 empty] | CWO | 72708 | G-9 |  |  |  |  | KRL Hospital
[6 empty] | Kidney Centre | 72709 | I-10 |  |  |  |  | Kidney Center
[6 empty] | I-11/3 | 72717 | I-10 |  |  |  |  | Sector I-11/3 & I-11/2
[6 empty] | Metro | 72724 | I-10 |  |  |  |  | Metro cash and carry
[6 empty] | NDC-2 | 72718 | I-10 |  |  |  |  | NDC-2
[6 empty] | I&T Center | 72706 | G-9 |  |  |  |  | Sector G-9/1
[6 empty] | New Exchange | 72719 | I-10 |  |  |  |  | Main Road St#2, St # 6 & St # 7
9 | IESCO | GSO Circle | SS&TL ISD | AET-No.1 | 132KV GSS H-11 Power Transformer T-3 (31.5/40MVA) | Following 11KV Feeders willl be affected |  |  | 22-10-2026 | 9:00 | 14:00 | Annual Maintenance
[6 empty] | Safe City-2 | 72735 | I-10 |  |  |  |  | Standby for safe city (Exempt)
[6 empty] | PHA | 72726 | I-10 |  |  |  |  | PHA FLATS II , PHA FLATS II
[6 empty] | Police Line | 72727 | I-10 |  |  |  |  | Police Line
[6 empty] | EOBI | 72729 | G-9 |  |  |  |  | EOBI
[6 empty] | Ali Mkt | 72725 | khiyban -a-sir syed |  |  |  |  | Ali Market, Awan Market
[6 empty] | Auto Workshop | 72721 | I-10 |  |  |  |  | Auto WorkShop Of Sector I-10/3
[6 empty] | Nust | 72722 | I-10 |  |  |  |  | Nust
[6 empty] | Bela Road | 72723 | G-11 |  |  |  |  | Sector Al-Wahid CNG And Mara Jafar G-12
[6 empty] | ICT | 72730 | G-9 |  |  |  |  | Commissioner office G-11/4
[6 empty] | Bahria Universtiy | 72736 | I-10 |  |  |  |  | Bahria Universtiy
[6 empty] | NISCOM | 72737 | I-10 |  |  |  |  | NISCOM
[6 empty] | Air university | 72739 | I-10 |  |  |  |  | Air university
10 | IESCO | GSO | SS&TL ISD | AE(T) No.II | Power Transformer T-1 (20/26 0MVA) At 132KV GSS Nilore | Following 11KV Feeders willl be affected |  |  | 24-10-2026 | 9:00 | 14:00 | Annual Maintenance
[6 empty] | Tufail Shaheed | 14716 | Nilore |  |  |  |  | Thanda pani, Harnu, Nilore, Darkala, Ara.
[6 empty] | Ali Pur | 14701 | Nilore |  |  |  |  | Ali pur and surrounding
[6 empty] | Chirah | 14704 | Nilore |  |  |  |  | Kror and surrounding
[6 empty] | New Lab -2 | 14705 | Nilore |  |  |  |  | Exempted (PINSTECH)
[6 empty] | PINSTECH-1 | 14710 | Nilore |  |  |  |  | Exempted (PINSTECH)
11 | IESCO | GSO | SS&TL ISD | AE(T) No.II | Power Transformer T-2 (20/26 MVA) At 132KV GSS Nilore | Following 11KV Feeders willl be affected |  |  | 25-10-2026 | 09:00 | 14:00 | Annual Maintenance
[6 empty] | CNS Lab | 14712 | Nilore |  |  |  |  | Exempted (PINSTECH)
[6 empty] | N-LAB-1 | 14702 | Nilore |  |  |  |  | Exempted (PINSTECH)
[6 empty] | O-Lab | 14709 | Nilore |  |  |  |  | Exempted (PINSTECH)
[6 empty] | CNS-1 | 14708 | Nilore |  |  |  |  | Exempted (PINSTECH)
[6 empty] | PINSTECH-3 | 14711 | Nilore |  |  |  |  | Exempted (PINSTECH)
[6 empty] | Tumair | 14715 | Nilore |  |  |  |  | Tumair and surrounding
[6 empty] | New Lab-3 | 14718 | Nilore |  |  |  |  | Exempted (PINSTECH)
[6 empty] | KIRPA | 14719 | Nilore |  |  |  |  | Kirpa and surrounding
[6 empty] | Simly Dam | 14763 | Nilore |  |  |  |  | Exempted (water supply)
[6 empty] | Nilop | 14720 | Nilore |  |  |  |  | Exempted (PINSTECH)
[6 empty] | PINSTECH Colony | 14721 | Nilore |  |  |  |  | Exempted (PINSTECH)
[6 empty] | Jhang Syeddan | 14722 | Nilore |  |  |  |  | Exempted (PINSTECH)
[6 empty] | Farash Town | 14717 | Nilore |  |  |  |  | Frash town & Srounding
[6 empty] | PARR-2 | 14725 | Nilore |  |  |  |  | PARR-2
[6 empty] | PEHONT | 14727 | Nilore |  |  |  |  | PEHONT
12 | IESCO | GSO | SS&TL ISD | AE(T) No.II | Power Transformer T-1 (20/26 0MVA) At 132KV GSS Nilore | Following 11KV Feeders willl be affected |  |  | 25-10-2026 | 11:00 | 13:00 | Annual Maintenance
[6 empty] | Tufail Shaheed | 14716 | Nilore |  |  |  |  | Thanda pani, Harnu, Nilore, Darkala, Ara.
[6 empty] | Ali Pur | 14701 | Nilore |  |  |  |  | Ali pur and surrounding
[6 empty] | Chirah | 14704 | Nilore |  |  |  |  | Kror and surrounding
[6 empty] | New Lab -2 | 14705 | Nilore |  |  |  |  | Exempted (PINSTECH)
[6 empty] | PINSTECH-1 | 14710 | Nilore |  |  |  |  | Exempted (PINSTECH)
13 | IESCO | GSO Circle | SS&TL ISD | AE(T) No.2 | Power Transformer T-2 (31.5/40 MVA) at 132KV GSS Old Rawat | Following 11KV Feeders willl be affected |  |  | 26-10-2026 | 09:00 | 14:00 | Annual Maintenance
[6 empty] | Kallar | 17707 | Kallar |  |  |  |  | Sihala Bazar, & Souranding area
[6 empty] | Shihal College | 17708 | Rawat |  |  |  |  | Exempted Sihala Bazar & surranding area.
[6 empty] | New Rawat | 17701 | Rawat |  |  |  |  | Gohra Shahen,Dk Awan, Rajwal , Kirtana, Dk.Haidre, & surranding area.
[6 empty] | Basali | 17728 | wadala |  |  |  |  | Basali
[6 empty] | RCCI-1 | 17715 | Rawat |  |  |  |  | Sagri Bazar & surranding area.
[6 empty] | Redco | 17714 | Rawat |  |  |  |  | Textile Mill
[6 empty] | RCC-2 | 17724 | Rawat |  |  |  |  | Industrial Area Rawat
[6 empty] | DHA homes | 17725 | Rawat |  |  |  |  | DHA Home Valley
[6 empty] | RCC-3 | 17726 | Rawat |  |  |  |  | Industrial Area Rawat
[6 empty] | Pind Jhatla | 17727 | wadala |  |  |  |  | Pind Jhatla
[6 empty] | HPT-1 | 17705 | Rawat |  |  |  |  | Pakistan Broad casting Complex
[6 empty] | HPT-2 | 17706 | Rawat |  |  |  |  | Pakistan Broad casting Complex
[6 empty] | Mansoor Shaheed | 17731 | Rawat |  |  |  |  | Mansoor Shaheed
[6 empty] | PAECHS | 17723 | wadala |  |  |  |  | PAECHS
[6 empty] | A.I.T | 17732 | Rawat |  |  |  |  | A.I.T
14 | IESCO | GSO Circle | SS&TL ISD | AE(T) No.2 | Power Transformer T-1 (31.5/40 MVA) at 132KV GSS Old Rawat | Following 11KV Feeders willl be affected |  |  | 26-10-2026 | 11:00 | 13:00 | Bus Coupler Maintenance
[6 empty] | HPT-3 | 17709 | wadala |  |  |  |  | RCCI-5
[6 empty] | chowk pindori | 17720 | Rawat |  |  |  |  | Sagri Bazar & surranding area.
[6 empty] | Rawat | 17716 | Rawat |  |  |  |  | Qutub Ferozal, Jalyari, Jasool Syedan, Basali, Kalyam & surranding area
[6 empty] | Saparco | 17717 | Rawat |  |  |  |  | RCCI-4
[6 empty] | Kaliyam | 17710 | wadala |  |  |  |  | Village Kalyam & sourranding area.
[6 empty] | RCCI-4 | 17730 | Rawat |  |  |  |  | Saparco
[6 empty] | New Kaliyam | 17721 | wadala |  |  |  |  | GT Road, Bani Saran, & Raaf city.
[6 empty] | Sagri | 17713 | Rawat |  |  |  |  | Sagri
[6 empty] | RCCI-5 | 17729 | Rawat |  |  |  |  | Pakistan Broad casting Complex
15 | IESCO | GSO Circle | SS&TL ISD | AET-No.II | 132KV GSS G-13 Power Transformer T-1 (20/26 MVA) | Following 11KV Feeders willl be affected |  |  | 27-10-2026 | 09:00 | 14:00 | Annual Maintenance | Follwing area will be afffect during this shutdwon
[6 empty] | G-14/4 | 106706 | G-11 |  |  |  |  | G-14/4
[6 empty] | G-14/3 | 106707 | G-11 |  |  |  |  | G-14/3
[6 empty] | Nust Road | 106708 | G-11 |  |  |  |  | Nust Road
[6 empty] | G-13/4 Extenstion | 106709 | G-11 |  |  |  |  | G-13/4 Extenstion
16 | IESCO | GSO Circle | SS&TL ISD | AET-No.II | 132KV GSS G-13 Power Transformer T-2 (20/26 MVA) | Following 11KV Feeders willl be affected |  |  | 28-10-2026 | 09:00 | 14:00 | Annual Maintenance
[6 empty] | G-13/1 | 106701 | G-11 |  |  |  |  | Sector G-13/1
[6 empty] | G-13/2 | 106702 | G-11 |  |  |  |  | Sector G-13/2
[6 empty] | G-13/3 | 106703 | G-11 |  |  |  |  | Sector G-13/3
[6 empty] | G-13/4 | 106704 | G-11 |  |  |  |  | Sector G-13/4
[6 empty] | G-13/2-1 | 106705 | G-11 |  |  |  |  | Sector G-13/2-1
17 | IESCO | GSO Circle | SS&TL ISD | AET-No.II | 132KV GSS G-13 Power Transformer T-1 (20/26 MVA) | Following 11KV Feeders willl be affected |  |  | 28-10-2026 | 11:00 | 13:00 | Bus Coupler Maintenance
[6 empty] | G-14/4 | 106706 | G-11 |  |  |  |  | G-14/4
[6 empty] | G-14/3 | 106707 | G-11 |  |  |  |  | G-14/3
[6 empty] | Nust Road | 106708 | G-11 |  |  |  |  | Nust Road
[6 empty] | G-13/4 Extenstion | 106709 | G-11 |  |  |  |  | G-13/4 Extenstion
18 | IESCO | GSO Circle | SS&TL ISD | AET-No.II | 132KV GSS G-13 Power Transformer T-3 (20/26 MVA) | Following 11KV Feeders willl be affected |  |  | 29-10-2026 | 09:00 | 14:00 | Annual Maintenance
[6 empty] | Mera Jafar | 106710 | G-11 |  |  |  |  | Mera Jafar
[6 empty] | G-14/2 | 106711 | G-11 |  |  |  |  | G-14/2
[6 empty] | G-14/4 Residentail | 106712 | G-11 |  |  |  |  | G-14/4 Residentail
[6 empty] | G-14/2 Commercial | 106713 | G-11 |  |  |  |  | G-14/2 Commercial
19 | IESCO | GSO Circle | SS&TL ISD | AE(T) No.2 | Power Transformer T-3 (10/13 MVA) at 132KV GSS G-5 | Following 11KV Feeders willl be affected |  |  | 31-10-2026 | 09:00 | 14:00 | Annual Maintenance
[6 empty] | Serena Complex | 75018 | F-6 |  |  |  |  | Serena Complex
[6 empty] | Serena Hotel | 75013 | F-6 |  |  |  |  | Serena Hotel
[6 empty] | K.Block | 75021 | F-6 |  |  |  |  | K.Block
[6 empty] | Comsteck | 75015 | F-6 |  |  |  |  | Comsteck
[6 empty] | Karakrum Hight | 75026 | F-6 |  |  |  |  | Karakrum Hight
ANNUAL MAINTENACE SCHEDULE OF POWER TRANSFORMERS FOR THE MONTH OF 10-2026 UNDER SS&TL DIVISION IESCO RAWALPINDI
1 | IESCO | GSO Circle IESCO Islamabad | SS&TL Division IESCO Rawalpindi | A.E (T) Sub Division IESCO Rawalpindi | 132 KV GSS Sowan (T-3) (31.5/40 MVA) | Model Town | 87403 | Sowan | 15.10.2026 | 09:00 h | 14:00 h | Annual maintenance & protection testing of power transformer, transformer bays & 11 KV system | Model Town, Arra, Hummak, Nai Abadi Hummak
[6 empty] | Mehboob Shaheed | 87418 | [5 empty] | Estrage Colony, Sharoon Colony & surrounding
[6 empty] | Dhoke Awan | 87417 | Rawat |  |  |  |  | Dhoke Awan, Gohra Shahan, Jadda Town
[6 empty] | Car Chowk | 87414 | Korang |  |  |  |  | Dk Chaudhrain, Paki Gali, Block A,B & C
[6 empty] | Layyer Colony | 87416 | Morgah |  |  |  |  | Lawyer Colony
[6 empty] | Humak | 87419 | Sowan |  |  |  |  | Humak & surroundings
[6 empty] | Morgah | 87406 | Morgah |  |  |  |  | Dk.Baren. Kotha Kalan, Rabia Banglows , Moh. Jamra, Nai Abadi, Old Ary Officer Cly *& Morgah
[6 empty] | Imarat | 87420 | Rawat |  |  |  |  | Amazon Mall Independent
[6 empty] | Mohra Nagial | 87422 | Sowan |  |  |  |  | Sowan Cantt, Mohra Kallu etc
[6 empty] | NIAZIAN | 87425 | Sowan |  |  |  |  | Humak, Model Town & surrounding
2 | IESCO | GSO Circle IESCO Islamabad | SS&TL Division IESCO Rawalpindi | A.E (T) Sub Division IESCO Rawalpindi | 132 KV GSS KTM (T-1) (31.5/40 MVA) | Shamas Colony | 8626 | Tarnol | 17.10.2026 | 09:00 h | 14:00 h | Annual maintenance & protection testing of power transformer, transformer bays & 11 KV system | Shamas Colony
[6 empty] | Azharabad | 8620 | [5 empty] | Pind Paracha, Thala Sydian, Tarnol Village
[6 empty] | CWO | 8601 | [5 empty] | CWO
[6 empty] | Golra | 8605 | [5 empty] | Naseerabad, Awan Town and Dk: Qadir Bux.
[6 empty] | Charing Cross | 8602 | Westridge |  |  |  |  | Chour Chowk, Seham Road, St: 8 Qasim Market, Raja Akram Road Romi Lane Gulnar Cly..
[6 empty] | Westridge | 8613 | Pirwadhai |  |  |  |  | Westridge
3 | IESCO | GSO Circle IESCO Islamabad | SS&TL Division IESCO Rawalpindi | A.E (T) Sub Division IESCO Margalla | 132 KV GSS NDC-I (10/13 MVA) T-1 Fateh Jang | Consumer Grid Station |  | Independent | 18.10.2026 | 09:00 hrs | 14:00 h | Annual maintenance & protection testing of power transformer, transformer bay & 11 KV system | Consumer Grid Station
4 | IESCO | GSO Circle IESCO Islamabad | SS&TL Division IESCO Rawalpindi | A.E (T) Sub Division IESCO Margalla | 132 KV GSS NDC-I (10/13 MVA) T-2 Fateh Jang | Consumer Grid Station |  | Independent | 18.10.2026 | 09:00 hrs | 14:00 h | Annual maintenance & protection testing of power transformer, transformer bay & 11 KV system | Consumer Grid Station
5 | IESCO | GSO Circle IESCO Islamabad | SS&TL Division IESCO Rawalpindi | A.E (T) Sub Division IESCO Rawalpindi | 132 KV GSS I-16 (T-3) (20/26 MVA) | I-16/2 | 104601 | Seham | 19.10.2026 | 09:00 h | 14:00 h | Annual maintenance & protection testing of power transformer, transformer bays & 11 KV system | I-16/2
[6 empty] | I-16/4 | 104607 | [5 empty] | I-16/4Sector
[6 empty] | Pind Hoon | 104612 | [5 empty] | Dk Mailyar, Pind Hoon, Shamas Town, Motorway left side, G-15
[6 empty] | I-14/3 | 104602 | [5 empty] | I-14/3 Sector
[6 empty] | I-14/4 | 104610 | [5 empty] | I-14/4 Sector
[6 empty] | PHA-2 | 104618 | [5 empty] | PHA Flates.
[6 empty] | Noon | 104603 | [5 empty] | Village Noon, Jattal Lakho and Sheikh Pur
6 | IESCO | GSO Circle IESCO Islamabad | SS&TL Division IESCO Rawalpindi | A.E (T) Sub Division IESCO New Wah | 132 KV GSS Gondal (T-1) (20/26 MVA) | Haji Shah | 089906 | Hattian | 20.10.2026 | 09:00 h | 14:00 h | Annual maintenance & protection testing of power transformer, transformer bays & 11 KV system | haji Shah
[6 empty] | Gondal | 89903 | [5 empty] | Gondal, Haji Shah
[6 empty] | Manser | 89904 | [5 empty] | Mansar, Para Khail,. Attock Khurd
[6 empty] | Kamra Rural | 89907 | [5 empty] | Kamra Rural
[6 empty] | Hameed | 89905 | Hazro |  |  |  |  | Hameed village & surroundings
[6 empty] | Dilawar Abad | 89908 | Shadi Khan |  |  |  |  | Village Dilawaar Abad & surrounding
[5 empty] | 132 KV GSS Gondal (T-2) (10/13 MVA) | Shadi khan | 89901 | Shadi Khan | 21.10.2026 | 09:00 h | 14:00 h |  | waisa, Shadi khan
[6 empty] | Sirka | 89902 | [5 empty] | Sirka, Haroon
[6 empty] | A.K Center | 89909 | Hattian |  |  |  |  | Independant
7 | IESCO | GSO Circle IESCO Islamabad | SS&TL Division IESCO Rawalpindi | A.E (T) Sub Division IESCO Margalla | 132 KV GSS Margalla (T-1) (20/26 MVA) | Nawababad | 83302 | Taxila | 22.10.2026 | 09:00 h | 12:00 h | Annual maintenance & protection testing of power transformer, transformer bays & 11 KV system | Nawababad city & surrounding area
[6 empty] | Wahdat Colony | 83301 | Margalla |  |  |  |  | Wahdat Colony, Kohsar Colony, Muslim Colony, Pind Gondal, Thatha Khalil Road
[6 empty] | Kohisar Colony | 083312 | Margalla |  |  |  |  | Kohsar Colony, Pind Gondal & etc
[5 empty] | 132 KV GSS Margalla (T-2) (20/26 MVA) | Jalala | 083304 | Taxila |  | 11:00 h | 15:00 h |  | Jamil Abad, New City, Mohallah Losar Sharfoo, Bilal Colony
[6 empty] | Behlot | 083303 | Margalla |  |  |  |  | Bahlot, Thatha Khalil, Bahtar
[6 empty] | Ghazi Kohlia | 083306 | Taxila |  |  |  |  | Ghazi Kholi, Bahtar More
[6 empty] | Bun Bola | 083309 | Margalla |  |  |  |  | Bahlot, Thatha Khalil, Bahtar, Banbola
8 | IESCO | GSO Circle IESCO Islamabad | SS&TL Division IESCO Rawalpindi | A.E (T) Sub Division IESCO New Wah | 132 KV GSS JF-17 Kamra (T-1) (10/13 MVA) | Consumer Grid Station |  | Independent | 24.10.2026 | 09:00 h | 12:00 h | Annual maintenance & protection testing of power transformer, transformer bays & 11 KV system also cleaning of Bus Coupler | Consumer Grid Station
[5 empty] | 132 KV GSS JF-17 Kamra (T-2) (10/13 MVA) | Consumer Grid Station |  |  |  | 11:00 h | 15:00 h |  | Consumer Grid Station
9 | IESCO | GSO Circle IESCO Islamabad | SS&TL Division IESCO Rawalpindi | R.E Sub Division IESCO New Islamabad int.Airport | 132 KV GSS New Islamabad Int Airport (T-1) (20/26 MVA) | Consumer Grid |  |  | 25.10.2026 | 09:00 h | 15:00 h | Annual maintenance & protection testing of power transformer, transformer bays & 11 KV system | Consumer Grid Station
| IESCO | GSO Circle IESCO Islamabad | SS&TL Division IESCO Rawalpindi | A.E (T) Rawalpindi | 132 KV GSS I-16 (T-2) 20/26 MVA) | Ameer Hamza | 104616 | Kamalabad | 26.10.2026 | 09:00 h | 14:00 h |  | Ameer Hamza Colonoy & surrounding
[6 empty] | Lakhuo Road | 104615 | Seham |  |  |  |  | Lakhuo Village, Pind Nasrala, Nirala
[6 empty] | I-16/3 PHA | 104605 | [5 empty] | PHA Flates.
[6 empty] | I-16/3 Sector | 104609 | [5 empty] | I-16/3 sector & Markiz
10 | IESCO | GSO Circle IESCO Islamabad | SS&TL Division IESCO Rawalpindi | A.E (T) Sub Division IESCO New Wah | 132 KV GSS Sanjowal (T-3) (20/26 MVA) | Dar ul Islam Colony | 018909 | Attock Cantt | 27.10.2026 | 09:00 h | 14:00 h | Annual maintenance & protection testing of power transformer, transformer bays & 11 KV system | Dar ul Islam Colony & surrounding
[6 empty] | Golra | 018906 | [5 empty] | Boliawal, Saqib Abad & surrounding
[6 empty] | Cap.Ishtiaq Ahmed | 018907 | [5 empty] | Jabi, Humak & surrounding areas.
[6 empty] | Dhoke Fateh | 018911 | [5 empty] | Dhoke Fateh & surrounding areas.
[6 empty] | Air University Kamra | 018913 | [5 empty] | Defence
[6 empty] | Durdad | 018914 | [5 empty] | Village Durdad & surrounding Area.
11 | IESCO | GSO Circle IESCO Islamabad | SS&TL Division IESCO Rawalpindi | A.E (T) Sub Division IESCO New Wah | 132 KV GSS Sanjowal (T-2) (20/26 MVA) | Solar-1 |  | Attock Cantt | 27.10.2026 | 11:00 h | 13:00 h | For cleaning OF Bus Coupler | Export feeder of Sanjwal Cantt
[6 empty] | Solar-2 | [6 empty] | Export feeder of Sanjwal Cantt
[6 empty] | Attock cantt | 018901 | [5 empty] | Mirza, Munu Nagar
[6 empty] | Akhori | 018912 | [5 empty] | Akhori & Surrounding Areas.
[6 empty] | Artiliary Centre | 018908 | [5 empty] | Defence
[6 empty] | PM Colony | 018905 | [5 empty] | Defence
[6 empty] | Katchery | 018902 | [5 empty] | Katchery, Mehrpura
12 | IESCO | GSO Circle IESCO Islamabad | SS&TL Division IESCO Rawalpindi | A.E (T) Sub Division IESCO Rawalpindi | 132 KV GSS I-16 (T-1) (20/26 MVA) | Officer Colony | 104614 | Kamalabad | 28.10.2026 | 09:00 h | 14:00 h | Annual maintenance & protection testing of power transformer, transformer bays & 11 KV system | Officer Colony & surroundings
[6 empty] | HPT | 104613 | Seham |  |  |  |  | Consumer
[6 empty] | I-16/3 | 104605 | [5 empty] | I-16/3Sector
[6 empty] | FOECHS | 104611 | [5 empty] | Foreign Office housing society
[6 empty] | I-16 Markaz | 104606 | [5 empty] | I-16/3 sector & Markiz
[6 empty] | PHA-1 | 104617 | [5 empty] | PHA Flates.
[6 empty] | Taj Resendicia | --- | [5 empty] | Taj Resendicia Housing Society
[6 empty] | I-16/1 | 104604 | [5 empty] | I-16/1 Sector
[5 empty] | 132 KV GSS I-16 (T-2) 20/26 MVA) | Ameer Hamza | 104616 | Kamalabad |  | 12:00 h | 13:00 h |  | Ameer Hamza Colonoy & surrounding
[6 empty] | Lakhuo Road | 104615 | Seham |  |  |  |  | Lakhuo Village, Pind Nasrala, Nirala
[6 empty] | I-16/3 PHA | 104605 | [5 empty] | PHA Flates.
[6 empty] | I-16/3 Sector | 104609 | [5 empty] | I-16/3 sector & Markiz
13 | IESCO | GSO Circle IESCO Islamabad | SS&TL Division IESCO Rawalpindi | A.E(T) Sub Division IESCO Rawalpindi | 132 KV GSS Adyala (T-1) (31.5/40 MVA) | Kalyal | 109101 | Adyala | 29.10.2026 | 09:00h | 14:00h | Annual maintenance & protection testing of power transformer, transformer bays & 11 KV system | Dk. Parian, Adyala Jail, Shahpur, Gorakhpur, Sammar Zar Cly, Shah pur Syedan.
[6 empty] | Shahpur | 109103 | [5 empty] | Kalyal Adyala Road, Khaja Corportion, Jarahi, Janjua Town, Natinal Housing Society
[6 empty] | Adyala | 109106 | [5 empty] | Adyala Road Khawaja Corporation, Mubarak Lane, Ali Town, Chungi No.20, Dhoke Noor etc.
[6 empty] | Khasala | 109108 | [5 empty] | Khasala village
[6 empty] | Humayun-1 | 109111 | Tariq Abad |  |  |  |  | Askari-14 & Surrounding areas.
14 | IESCO | GSO Circle IESCO Islamabad | SS&TL Division IESCO Rawalpindi | A.E(T) Sub Division IESCO Rawalpindi | 132 KV GSS Adyala (T-2) 31.5/40 MVA) | Dhok Noor | 109104 | Adyala | 31.10.2026 | 09:00h | 14:00h | Annual maintenance & protection testing of power transformer, transformer bays & 11 KV system | Dhoke Mehra, Dhoke Haji Imam Din, Dhoke noor, Tarbela Colony
[6 empty] | Gulshanabad | 109102 | [5 empty] | Gulshanabad
[6 empty] | Rose Lane | 109105 | [5 empty] | New Lalazar, 502 Workshop
[6 empty] | Adyala Jail | 109107 | [5 empty] | Adyala Jail
[6 empty] | Shaigan | 109110 | [5 empty] | Shaigan
[6 empty] | Defence Road | 109113 | [5 empty] | Defence Road.
[6 empty] | Samar Zar | 109114 | [5 empty] | Samarzar Colony & GHQ Colony
[6 empty] | Askari-14 | 109112 | Tariq Abad |  |  |  |  | Askari-14
ANNUAL MAINTENACE SCHEDULE OF POWER TRANSFORMERS FOR THE MONTH OF 10-2026 UNDER SS&TL DIVISION IESCO RAJJAR
1 | IESCO | GSO ISLAMABAD | SS&TL RAJJAR | Chakwal | 132KV Padshahan 20/26 MVA Power Transformer T-1 | Sagalabad | 079103 | Khan Pur | 15.10.2026 | 9:00 | 14:00 | Annual Maintenance | Saigalabad, Chak Baqir Shah,
[6 empty] | Dudial Rural | 079102 | Dudial-1 |  |  |  |  | Dhoke Dandi, Mona, Dhoke Wadh
[6 empty] | Dudial City | 079104 | Dudial-1 |  |  |  |  | Village Jethal, Kot Iqbal, Saraal,
[6 empty] | Jand Awan | 079108 | Daultala |  |  |  |  | Jand Awan,Hasola I, Dhoong, Mia
[6 empty] | Dudial express | 079110 | Dudial-1 |  |  |  |  | Dhudial City, Village Parhal
[6 empty] | Khan Pur | 079107 | Khan Pur |  |  |  |  | Khanpur, Dhoke Saydan, Takia
2 |  |  |  |  | 132KV Padshahan 20/26 MVA Power Transformer T-2 FOR BUS COUPLER | Syed Kasran | 079106 | Mandra |  | 12:00 | 13:00 |  | Sang Kalan, Mohra Alho, Syed,
[6 empty] | Dhoda | 079105 | Khan Pur |  |  |  |  | Dhoda, Joor, Bhubhur, Chah Mal,
[6 empty] | C.T.M | 079109 | Dudial-1 |  |  |  |  | Chakwal Textile Mills (C.T.M.)
[6 empty] | Mulhal Mughlan | 079101 | Khan Pur |  |  |  |  | Mulhal Mughlan, Padshahan,
[6 empty] | Chakwal Steel | 079112 | Dudial-1 |  |  |  |  | Chakwal Steem Mill
[6 empty] | Dharogi Rajgan | 079113 | Khan Pur |  |  |  |  | Gujran,Topay,Potochi,Jandala,Gh
[6 empty] | Latifal | 79111 | Dudial-1 |  |  |  |  | Bala,Rawal,Zair,Kot Iqbal,Dhok
3 | IESCO | GSO ISLAMABAD | SS&TL RAJJAR | JHELUM | 132KV Gujjar Khan 20/26 MVA Power Transformer T-1 | Gujjar Khan | 004901 | G/Khan | 17.10.2026 | 9:00 | 14:00 | Annual Maintenance | G/Khan City, SIE Gujar Khan
[6 empty] | Islampura | 004910 | Budana |  |  |  |  | Jhand Bukhar, Kool Chowk, Tang
[6 empty] | Thakra | 004921 | Gulyana |  |  |  |  | Susral,Chak Rajgan,Thakra
[6 empty] | Kinger | 4923 | Budana |  |  |  |  | Mandal, Thathi, Kanger,Paleena.
[6 empty] | Hayat Sir Road | 4908 | G.Khan |  |  |  |  | Hayat Sir Road
[6 empty] | Dora Badhal | 4925 | Gulyana |  |  |  |  | Dora Badhal
[6 empty] | E.C.Mill | 004903 | Mandra |  |  |  |  | E.C.Mill
4 |  |  |  |  | 132 KV Gujjar Khan 31.5/40 MVA Power Transformer T-2 FOR BUS COUPLER | Gulyana | 004902 | Gulyana |  | 12:00 | 13:00 |  | Guliana, Chak Chokhra, Pir Pholah
[6 empty] | R.T.Mill | 004907 | Gulyana |  |  |  |  | Rachna Textile Mill
[6 empty] | Mandra | 004904 | Mandra |  |  |  |  | GT Road Mandra, Mandra, Rakh
[6 empty] | Mandra-2 | 004918 | Mandra |  |  |  |  | GT Road Mandra, Mandra, Rakh
[6 empty] | Qazian | 4912 | Badana |  |  |  |  | Qazian, Miani Borgi, Islampura,
[6 empty] | L.T.C | 004914 | Mandra |  |  |  |  | Lakson Tabako Company
[6 empty] | Hamad Jangi | 4915 | Mandra |  |  |  |  | Sang , Hamal, Pothee, Chehari,
[6 empty] | K.T.M-2 | 004916 | Gulyana |  |  |  |  | Kohinoor Textile Mills
[6 empty] | Bhalote | 4913 | Gulyana |  |  |  |  | Bhalote
5 |  |  |  | Chakwal | 132KV Dandot 20/26 MVA Power Transformer T-1 | K.S.Mine | 029002 | P.D.Khan | 18.10.2026 | 9:00 | 13:00 | Annual Maintenance | Khewra, Chona Pahari, Sohal,
[6 empty] | ICI | 029006 | P.D.Khan |  |  |  |  | ICI independent Feder
[6 empty] | Lilla | 029008 | SDO Lilla |  |  |  |  | Dok burj, Lilla Town, Lilla Barwana,
[6 empty] | P.d.Khan | 029005 | P.D.Khan |  |  |  |  | P.D.Khan City, Sahotra, Hattar,
[6 empty] | Katchery | 029009 | P.D.Khan |  |  |  |  | Mandi Muhammad Sadique, Kotla
6 |  |  |  |  | 132KV Dandot 20/26 MVA power Transformer T-2 | Duffer | 029001 | Duryla Jalb |  | 12:00 | 16:00 |  | Duffer, Qamer,Usmansharif,Sodi
[6 empty] | Ahmedabad | 029003 | SDO Lilla |  |  |  |  | Kora ,Golpur,Bilowal,,
[6 empty] | NCI/TOBA | 029004 | SDO Lilla |  |  |  |  | NCI independent
7 |  |  |  | Chakwal | 132KV Chakwal 31.5/40 MVA Power Transformer T-1 | Bekhari | 2204 | Tariq (S) | 19.10.2026 | 9:00 | 14:00 | Annual Maintenance | Bekhari, Thaneel Fatoi, Chak
[6 empty] | Line Park | 2213 | City Chakwal |  |  |  |  | Moh: Line Park, Dhakoo Road,
[6 empty] | Mangan | 2211 | G.Abad. |  |  |  |  | Maingen, Odherwal, Lakhwal,
[6 empty] | Karyala | 2216 | Azhar (S) |  |  |  |  | Karyala, Sadwal, Janga, Mohra
[6 empty] | Mangwal/Jamalwal | 2219 | G.Abad. |  |  |  |  | Mangwal, Jamalwal, Sikriyala,
[6 empty] | Al-Qaim Mill | 2206 | [5 empty] | Al-Qaim Textile Mill.
[6 empty] | Millat Chowk | 2220 | Azhar (S) |  |  |  |  | Millat Chowk
[6 empty] | Sarkal | 2207 | Tariq (S) |  |  |  |  | Sarkal, Shaheenabad, Dab, Tatral,
8 |  |  |  |  | 132KV Chakwal 31.5/40 MVA Power Transformer T-2 FOR BUS COUPLER | K.S.M-II | 002209 | City |  | 12:00 | 13:00 |  | Kohinoor Spinning Mills Unit No.
[6 empty] | Alqadir Mill | 002210 | Tariq (S) |  |  |  |  | Al-Qadir Textile Mills - Jhelum
[6 empty] | K.S.M- I | 002205 | City |  |  |  |  | Kohinoor Spinning Mills Unit No.
[6 empty] | PAF | 002215 | G.Abad |  |  |  |  | Area of Pakistan Air Force -
[6 empty] | KSM-3 | 002212 | Azher (S) |  |  |  |  | Kohinoor Spinning Mills Unit No. 3
[6 empty] | Alrizwan Mill | 002213 | Tariq (S) |  |  |  |  | ALRIZWAN TEXTILE MILLS
[6 empty] | Bhone | 002202 | Azher (S) |  |  |  |  | Bhoun, Thoa Humayoun, Khai,
9 | IESCO | GSO Circle | SS&TL RAJJAR | Chakwal | 132KV Bhagwal 10/13 MVA Power transformer T-1 | Hasil | 064302 | Bhagwal | 20.10.2026 | 9:00 | 13:00 | Annual Maintenance | Hassal, Karsal, Warwal, Pirwal,
[6 empty] | Neela | 064301 | [5 empty] | Nila, Thaneel Kamal, Dhulla,
[6 empty] | Pipli | 064305 | [5 empty] | Pipli, Balkasar, Bekari Kalan,,
10 |  |  |  |  | 132KV Bhagwal 10/13 MVA Power transformer T-2 | Kot Chaudhrian | 64304 |  |  | 12:00 | 16:00 |  | Vilalge Kot Chaudrian, Village
[6 empty] | Balkasar | 064303 | [5 empty] | Army Camp Balkassar, Munday,
[6 empty] | Kasral | 064307 | [5 empty] | Kersal,Doke Basian,Chowali,
[6 empty] | Dullah | 064306 | [5 empty] | Dhoke Sherain, Doke Kaka,Gug, T
11 | IESCO | GSO Circle | SS&TL RAJJAR | Chakwal | 132 KV C.S.Shah 20/26 MVA Power Transformer T-1 | Basharat | 24603 | C.S.Shah | 21.10.2026 | 9:00 | 13:00 |  | Chumbi, SarainMor,
[6 empty] | Katas | 24602 | C.S.Shah |  |  |  |  | C.S.Shah City, Minhala, Ratooch,
[6 empty] | Dalwal | 24605 | C.S.Shah |  |  |  |  | Katas, Daryalakhoian,Badshahpur.
[6 empty] | Tharpal | 24606 | C.S.Shah |  |  |  |  | Tharpal, Bholay Adyal,Dhok Tahaliayan
12 |  |  |  |  | 132kv GSS C.S.Shah 10/13 MVA Power Transformer T-2 | Lehar Sultan Pur | 24607 | C.S.Shah |  | 12:00 | 16:00 |  | Lehar Sultan Pur
[6 empty] | C.S.Shah | 24601 | C.S.Shah |  |  |  |  | C.S.Shah City, Minhala, .
[6 empty] | Dandot | 24604 | C.S.Shah |  |  |  |  | Ratooch, Pidh, Dandot.
13 |  |  |  |  | 132KV Pinanwal 20/26 MVA Power Transformer T-1 | C.W.O. | 058204 | Pinanwal | 22.10.2026 | 9:00 | 14:00 |  | Army Area - Civil Work Organization.
[6 empty] | Jalalpur | 058203 | Pinanwal |  |  |  |  | Dewan Pur, Kanianwala, Chak Jani,
[6 empty] | Abdullah Pur | 058206 | Pinanwal |  |  |  |  | Abdullah Pur , Kotli Piran, Wag
[6 empty] | Daryala Jalib | 058205 | D.Jalib |  |  |  |  | Dharyala Jalip, Chak Hameed,
14 |  |  |  |  | 132KV Pinanwal 10/13 MVA Power Transformer T-2 FOR BUS COUPLER | Rawal | 058201 | Pinanwal |  | 12:00 | 13;00 |  | Rawal, Gharibwal, Sauwal, Samanwal, Jutana, Baghanwala,
[6 empty] | Sagarpur | 058202 | Pinanwal |  |  |  |  | Chak Mujahid Shumali, Karyala, Chak Shadi, Pinanwal, Kotli Piran,
15 |  |  |  | Mangla | 132 KV Mirpur 20/26 MVA Power Transformer T-1 | City-Express | 059412 | SDO City -I | 24.10.2026 | 9:00 | 14:00 |  | Bulk Supply of AJK
[6 empty] | Jatlan-1 | 059403 | SDO Jatlan |  |  |  |  | Bulk Supply of AJK
[6 empty] | City-2 | 059411 | SDO City -I |  |  |  |  | Bulk Supply of AJK
[6 empty] | Akalgarh | 059408 | SDO West |  |  |  |  | Bulk Supply of AJK
[6 empty] | Kharak | 059414 | SDO West |  |  |  |  | Bulk Supply of AJK
16 |  |  |  | Mangla | 132KV Mirpur 31.5/40 MVA Power Transformer T-2 FOR BUS COUPLER | City No.1 | 059402 | City-2 | 24.10.2026 | 12:00 | 13:00 |  | Bulk Supply of AJK
[6 empty] | O.P.F | 059401 | Mirpur City-2 |  |  |  |  | Bulk Supply of AJK
[6 empty] | A.S.Mill | 059410 | open |  |  |  |  | Bulk Supply of AJK
[6 empty] | P.S.Mill | 059405 | Mirpur City-2 |  |  |  |  | Bulk Supply of AJK
[6 empty] | City Industrial | 059409 | Mirpur City-1 |  |  |  |  | Bulk Supply of AJK
[6 empty] | HPT Mirpur | 059413 | Open |  |  |  |  | Bulk Supply of AJK
[6 empty] | City-3 | 059407 | Mirpur City-1 |  |  |  |  | Bulk Supply of AJK
[6 empty] | Jatlan-II | 059404 | Jatlan |  |  |  |  | Bulk Supply of AJK
17 |  |  |  |  | 132KV N. C. Mirpur 20/26 MVA Power Transformer T-1 | Sector-A | 103201 | New City | 25.10.2026 | 9:00 | 14:00 |  | Bulk supply of AJK
[6 empty] | Bandral | 103209 | New City |  |  |  |  | Bulk supply of AJK
[6 empty] | Sector-C | 103204 | Jatlan |  |  |  |  | Bulk supply of AJK
[6 empty] | Sang | 103207 | Jatlan |  |  |  |  | Bulk supply of AJK
[6 empty] | Jarikas | 103208 | Jatlan |  |  |  |  | Bulk supply of AJK
18 |  |  |  |  | 132KV N.C. Mirpur 20/26 MVA Power Transformer T-2 FOR BUS COUPLER | Feeder-B | 103203 | Jatlan |  | 12:00 | 13:00 |  | Bulk supply of AJK
[6 empty] | Feeder-F | 103202 | New City |  |  |  |  | Bulk supply of AJK
[6 empty] | Shah Pur | 103206 | New City |  |  |  |  | Bulk supply of AJK
[6 empty] | Mangla Metal | 103205 | Jatlan |  |  |  |  | Bulk supply of AJK
19 |  |  |  | Jhelum | 132 KV Gujjar Khan 31.5/40 MVA Power Transformer T-2 | Gulyana | 004902 | Gulyana | 26.10.2026 | 9:00 | 14:00 | Annual Maintenance | Guliana, Chak Chokhra,
[6 empty] | R.T.Mill | 004907 | Gulyana |  |  |  |  | Rachna Textile Mill
[6 empty] | Mandra | 004904 | Mandra |  |  |  |  | GT Road Mandra, Mandra, Rakh
[6 empty] | Mandra-2 | 004918 | Mandra |  |  |  |  | GT Road Mandra, Mandra, Rakh
[6 empty] | Qazian | 4912 | Badana |  |  |  |  | Qazian, Miani Borgi, Islampura,
[6 empty] | L.T.C | 004914 | Mandra |  |  |  |  | Lakson Tabako Company
[6 empty] | Hamad Jangi | 4915 | Mandra |  |  |  |  | Sang , Hamal, Pothee, Chehari,
[6 empty] | K.T.M-2 | 004916 | Gulyana |  |  |  |  | Kohinoor Textile Mills
[6 empty] | Bhalote | 4913 | Gulyana |  |  |  |  | Bhalote
20 | IESCO | GSO Circle | SS&TL RAJJAR | Jhelum | 132 KV Sohawa 20/26 MVA Power Transformer T-I | Katchery Sohawa | 125001 | Sohawa | 27.10.2026 | 9:00 | 14:00 | Annual Maintenance | Katchery Sohawa
[6 empty] | Pind Matay Khan | 125003 | Sohawa |  |  |  |  | Jand Mehloo
[6 empty] | Shah Safeer | 125006 | Sohawa |  |  |  |  | Shah Safeer
21 |  |  |  |  | 132 KV Sohawa 20/26 MVA Power Transformer T-2 FOR BUS COUPLER | Ghouri Dhamaik | 125002 | Sohawa |  | 12:00 | 13:00 |  | Ghouri Dhamaik
[6 empty] | Main Bazazr | 125005 | [5 empty] | Main Bazazr
[6 empty] | Nai Khanga | 125004 | [5 empty] | Nai Khanga
[6 empty] | Karsal | 125007 | Rural |  |  |  |  | Karsal
22 |  |  |  | Jhelum | 132 KV Sangohi 20/26 MVA Power Transformer T-1 | Khai kulia | 126301 | Sangohi | 28.10.2026 | 9:00 | 14:00 | Annual Maintenance | Khai kulia
[6 empty] | Cantt | 126304 | Cantt: Jhelum |  |  |  |  | Jhelum Cantt
[6 empty] | Saeela | 126305 | Cantt: Jhelum |  |  |  |  | Saeela
23 |  |  |  |  | 132KV Sangohi 20/26 MVA Power Transformer T-2 FOR BUS COUPLER | Sangohi | 126302 | Sangohi |  | 12:00 | 13:00 |  | Sanghoi
[6 empty] | Naugran | 126306 | Cantt:Jhelum |  |  |  |  | Naugran
[6 empty] | Chotala | 126303 | Sangohi |  |  |  |  | Chotala
[6 empty] | Pind Swika | 126307 | Sangohi |  |  |  |  | Pind Swika
24 |  |  |  |  | 132KV Rajjar 20/26 MVA Power Transformer T-1 | M/College | 47007 | S.A.Gir | 29.10.2026 | 9:00 | 14:00 |  | Wapda Colony, Mehaykalan,
[6 empty] | O/G S.A.Gir | 47002 | S.A.Gir |  |  |  |  | KotianChappar, Shamasabad,
[6 empty] | Mandi Bhalwal | 47010 | Rajjar |  |  |  |  | Simbly, khohar, Bhawanj, SarDoke
[6 empty] | Shakreela | 47003 | Rajjar |  |  |  |  | Qasba r,Bhagnagar,Shakreela
[6 empty] | Puran | 047001 | S.A.Gir |  | 12:00 | 13:00 |  | Wapda Colony, Mehay kalan,
[6 empty] | Kharka | 047015 | S.A.Gir |  |  |  |  | Kharka
25 |  |  |  |  | 132KV Rajjar 20/26 MVA Power Transformer T-2 FOR BUS COUPLER | Shamasabad | 047005 | S.A.Gir |  |  |  |  | Kotian Chappar, Shamasabad,
[6 empty] | Khohar | 047004 | S.A.Gir |  |  |  |  | Simbly, khohar, Bhawanj, Sar Doke
[6 empty] | Chapran | 047011 | S.A.Gir |  |  |  |  | Kotian Chappar, Shamasabad,
[6 empty] | Moh. Shaheedan | 047014 | S.A.Gir |  |  |  |  | May road , Wapada colony
26 | IESCO | GSO Circle | SS&TL RAJJAR | Jhelum | 132KV Jhelum 31.5/40 MVA Power Transformer T-1 | Zubair Shaheed | 007717 | Cantt:Jhelum | 31.10.2026 | 9:00 | 14:00 | Annual Maintenance | Lala Zar Col;, Shandar Chowk,
[6 empty] | Civil Line | 007708 | Civil Line |  |  |  |  | Civil Line, Nia Moh: Distt:&session,
[6 empty] | A.T.M | 007701 | Urban |  |  |  |  | Allinace Textile Mills
[6 empty] | Gul Afshan | 007703 | Cantt:Jhelum |  |  |  |  | Cantt Area, G/Afshan Colony,
[6 empty] | Langer Pur | 007725 | Cantt:Jhelum |  |  |  |  | GT road; upto Kashmir, COL;
[6 empty] | Jada | 007705 | Urban |  |  |  |  | Nawab col: Jada, DHQ JM,Ramzan
[6 empty] | M. Mohallah | 007706 | Civil Line |  |  |  |  | M.Moh;GT RD;,Makhdoomabad,
[6 empty] | Baba Mehdi Shah | 007731 | Civil Line |  |  |  |  | Darbar Baba Mehdi Shah
27 |  |  |  |  | 132KV Jhelum 31.5/40 MVA Power Transformer T-2 FOR BUS COUPLER | Kutchery | 7707 | Urban |  | 12:00 | 13:00 |  | Aima, Jattan, DHQ JM, Kareem
[6 empty] | Ajmal Shaheed | 7718 | Urban |  |  |  |  | Bilal Town, Chak Khasa,
[6 empty] | Sangohi | 7712 | Sangoi |  |  |  |  | Badloot, Daryala, Sanghoi, Chak
[6 empty] | P.T.C | 7715 | Rural |  |  |  |  | Pakistan Tabaco Company
[6 empty] | Akram (s) | 7719 | Civil line |  |  |  |  | Main Bazar, Bagh Moh:, Shomali
[6 empty] | Nathwala | 7716 | Sangoi |  |  |  |  | Maloot, Khai Kotli, Chotala, Khurd,
[6 empty] | Safdar (S) | 7722 | Sangoi |  |  |  |  | Jango, Gurah Saleem, Toor,
[6 empty] | City Housing | 7728 | Rural |  |  |  |  | City Housing
ANNUAL MAINTENACE SCHEDULE OF POWER TRANSFORMERS FOR THE MONTH OF 11-2026 UNDER SS&TL DIVISION IESCO Islamabad
1 | IESCO | GSO Circle | SS&TL ISD | RE Rawal | Power Transformer T-1 (20/26 0MVA) At 132KV GSS F-6 | Following 11KV Feeders willl be affected |  |  | 01-11-2026 | 09:00 | 14:00 | Annual Maintenance
[6 empty] | F-7/2 | 86403 | F-6 |  |  |  |  | Federal Public Service Comission
[6 empty] | parbat Road | 86404 | F-6 |  |  |  |  | Saudi Tower and Tariq Aziz House
[6 empty] | F-6 B.Area | 86401 | F-6 |  |  |  |  | F-6 Blue.Area
[6 empty] | F-6/1 | 86402 | F-6 |  |  |  |  | Jinnah Avenue from Razia Sharif Plaza to Rizwan Plaza and Citi Bank upto Khabir Plaza
[6 empty] | Jinnah Supper | 86411 | F-6 |  |  |  |  | Shaheed Millat F-6/4 & Portion of Super Mkt. 2nd source to IESCO Computer Center
[6 empty] | NIC | 86415 | F-6 |  |  |  |  | NIC
[6 empty] | New F-7 | N/A | F-6 |  |  |  |  | Saudi Tower and Tariq Aziz House
[6 empty] | FPSC | 86414 | F-6 |  |  |  |  | PHA Flats at G-8/4
2 | IESCO | GSO Circle | SS&TL ISD | AE(T) No.1 | Power Transformer T-3 (20/26 MVA) at 132KV GSS NPF | Following 11KV Feeders willl be affected |  |  | 02-11-2026 | 9:00 | 14:00 | Annual Maintenance
[6 empty] | Media -1 | 90005 | Korang |  |  |  |  | Media -1
[6 empty] | Media -2 | 90006 | Korang |  |  |  |  | Media -2
[6 empty] | sawan Garden-1 | 90007 | Korang |  |  |  |  | sawan Garden-1
[6 empty] | NPF-2 | 90004 | Korang |  |  |  |  | NPF-2
[6 empty] | CBR-2 | 90013 | Korang |  |  |  |  | CBR-2
3 | IESCO | GSO Circle | SS&TL ISD | AE(T) No.2 | Power Transformer T-1 (20/26 MVA) 132KV GSS D-12 | Following 11KV Feeders willl be affected |  |  | 03-11-2026 | 09:00 | 14:00 | Annual Maintenance
[6 empty] | FECHS (E-11/2) | 104003 | F-11 |  |  |  |  | FECHS Sector (E-11/2)
[6 empty] | D-12/2 | 104002 | F-11 |  |  |  |  | SectorD-12/2
[6 empty] | D-12/1 | 104001 | F-11 |  |  |  |  | Sector D-12/1
[6 empty] | Services | 104005 | F-11 |  |  |  |  | Services Society
[6 empty] | Shah Allah Ditta | 104011 | F-11 |  |  |  |  | SHAH ALLAH DITTA PIND SIRISARAL,PIND SANGRIYAL
[6 empty] | Northern Strip E-11 | 104013 | F-11 |  |  |  |  | Northern Strip E-11
[6 empty] | Northern Strip -2 | 104014 | F-11 |  |  |  |  | Northern Strip -2
4 | IESCO | GSO Circle | SS&TL ISD | AE(T) No.2 | Power Transformer T-2 (20/26 MVA) 132KV GSS D-12 | Following 11KV Feeders willl be affected |  |  | 04-11-2026 | 9:00 | 14:00 | Annual Maintenance
[6 empty] | Railway road | 104004 | F-11 |  |  |  |  | DHREK MOHRI,BANNI STOP,ABADI RAILWAY RD
[6 empty] | D-12/Markaz | 104010 | F-11 |  |  |  |  | Sector D-12/Markaz
[6 empty] | D-12/4 | 104007 | F-11 |  |  |  |  | Sector D-12/4
[6 empty] | D-12/3 | 104006 | F-11 |  |  |  |  | Sector D-12/3
[6 empty] | MPCHS | 104008 | F-11 |  |  |  |  | E-11/3 (MPHS)
[6 empty] | NPF | 104009 | F-11 |  |  |  |  | SECTOR E-11/4 (NPF)
[6 empty] | Kalinjar | 104012 | F-11 |  |  |  |  | Kalinjar
5 | IESCO | GSO Circle | SS&TL ISD | AE(T) No.I | Power Transformer T-1 (31.5/40 MVA) at 132KV GSS F-11 | Following 11KV Feeders willl be affected |  |  | 05-11-2026 | 09:00 | 14:00 | Annual Maintenance
[6 empty] | G-11/1 | 69205 | G-11 |  |  |  |  | Sector G-11/1
[6 empty] | F-10 | 69203 | F-8 |  |  |  |  | feed through F-10/4 (T-2 F-11 GSS)
[6 empty] | Golra | 69207 | G-11 |  |  |  |  | partially feeded through Bela road (H-11 GSS)
[6 empty] | F-11/1 | 69202 | F-11 |  |  |  |  | feed through Golden Hight (T-1 F-11 GSS)
[6 empty] | G-11/2 | 69206 | G-11 |  |  |  |  | Sector G-11/2
[6 empty] | F-9 Park | 69212 | F-8 |  |  |  |  | feed through new F-9 PARK ( G-9 GSS)
[6 empty] | Golden Hight | 69215 | F-11 |  |  |  |  | feed through F-11 Towers ( T-2 F-11 GSS)
[6 empty] | G-11/3 | 69213 | G-11 |  |  |  |  | Sector G-11/3
[6 empty] | G-11/4 | 69214 | G-11 |  |  |  |  | feed through G-11 Mkz ( T-2 F-11 GSS)
[6 empty] | GHQ | 69217 | F-8 |  |  |  |  | G.H.Q & M tower
[6 empty] | Khuda Dad Hights | 69224 | f-11 |  |  |  |  | Tower Khudadad Hights
[6 empty] | PHA | 69225 | G-11 |  |  |  |  | PHA-2
[6 empty] | Warda Hamna | 69231 | G-11 |  |  |  |  | Warda Hamna
6 | IESCO | GSO Circle | SS&TL ISD | RE Rawal | Power Transformer T-2 (31.5/40 0MVA) At 132KV GSS F-6 | Following 11KV Feeders willl be affected |  |  | 07-11-2026 | 09:00 | 14:00 | Annual Maintenance
[6 empty] | Jinah Evenue | 86405 | G-7 |  |  |  |  | Blue area
[6 empty] | Shaheed Millat | 86406 | G-7 |  |  |  |  | Minister Residences (Exempted)
[6 empty] | Saudi Tower | 86407 | G-7 |  |  |  |  | Blue area
[6 empty] | PHA | 86408 | G-7 |  |  |  |  | MC & BC Building
[6 empty] | Gulshan a Jinnah | 86409 | G-7 |  |  |  |  | B/Area from Ghousa Plaza to ABL Building and Telenor building
[6 empty] | Minister Enclave | 86410 | G-7 |  |  |  |  | Minister Residences (Exempted)
[6 empty] | Stock Exchange | 86413 | G-7 |  |  |  |  | Stock exchange building
[6 empty] | New Marvi | 86412 | G-7 |  |  |  |  | Portion of F-7
7 | IESCO | GSO Circle | SS&TL ISD | RE Rawal | Power Transformer T-1 (20/26 0MVA) At 132KV GSS F-6 | Following 11KV Feeders willl be affected |  |  | 07-11-2026 | 11:00 | 13:00 | Bus Coupler Maintenance
[6 empty] | F-7/2 | 86403 | F-6 |  |  |  |  | Federal Public Service Comission
[6 empty] | parbat Road | 86404 | F-6 |  |  |  |  | Saudi Tower and Tariq Aziz House
[6 empty] | F-6 B.Area | 86401 | F-6 |  |  |  |  | F-6 Blue.Area
[6 empty] | F-6/1 | 86402 | F-6 |  |  |  |  | Jinnah Avenue from Razia Sharif Plaza to Rizwan Plaza and Citi Bank upto Khabir Plaza
[6 empty] | Jinnah Supper | 86411 | F-6 |  |  |  |  | Shaheed Millat F-6/4 & Portion of Super Mkt. 2nd source to IESCO Computer Center
[6 empty] | NIC | 86415 | F-6 |  |  |  |  | NIC
[6 empty] | New F-7 | N/A | F-6 |  |  |  |  | Saudi Tower and Tariq Aziz House
[6 empty] | FPSC | 86414 | F-6 |  |  |  |  | PHA Flats at G-8/4
8 | IESCO | GSO Circle | SS&TL ISD | RE Rawal | Power Transformer T-3 (31.5/40 MVA) At 132KV GSS F-6 | Following 11KV Feeders willl be affected |  |  | 08-11-2026 | 9:00 | 14:00 | Annual Maintenance
[6 empty] | PTET | 86416 | G-7 |  |  |  |  | PTET Building
[6 empty] | MCBC | 86418 | G-7 |  |  |  |  | MC & BC Building
[6 empty] | China Chowk | 86417 | G-7 |  |  |  |  | Sauidi building
[6 empty] | Super Mkt | 86419 | G-7 |  |  |  |  | Super market andf surrounding
[6 empty] | Babul ul islam | 86420 | G-7 |  |  |  |  | Jinnah super and surrounding
[6 empty] | Shamas | 86421 | G-7 |  |  |  |  | Portion of F-7
[6 empty] | Pak Sec: No.3 | 86423 | G-7 |  |  |  |  | Pak Sec: No.3
[6 empty] | Pak Sec: No.4 | 86424 | G-7 |  |  |  |  | Pak Sec: No.4
[6 empty] | State Liffe | 86426 | G-7 |  |  |  |  | State Liffe
[6 empty] | NDR F-6/4 | 86422 | F-6 |  |  |  |  | NDR F-6/4
9 | IESCO | GSO Circle | SS&TL ISD | AE(T) No.1 | Power Transformer T-1 (20/26 MVA) at 132KV GSS NPF | Following 11KV Feeders willl be affected |  |  | 09-11-2026 | 9:00 | 14:00 | Annual Maintenance
[6 empty] | Navy-1 | 90009 | Nilore |  |  |  |  | Navy-1
[6 empty] | PWD-2 | 90015 | Korang |  |  |  |  | PWD-2
[6 empty] | Sawan Gardn-2 | 90008 | Korang |  |  |  |  | Sawan Gardn-2
[6 empty] | FECHS | 90001 | Korang |  |  |  |  | FECHS
[6 empty] | CBR-1 | 90012 | Korang |  |  |  |  | CBR-1
[6 empty] | Doctor town | 90016 | Korang |  |  |  |  | Doctor town
10 | IESCO | GSO Circle | SS&TL ISD | AE(T) No.1 | Power Transformer T-2 (20/26 MVA) at 132KV GSS NPF | Following 11KV Feeders willl be affected |  |  | 09-11-2026 | 11:00 | 13:00 | Bus Coupler Maintenance
[6 empty] | Koral/ Lohbahir | 90002 | KHANA DAK |  |  |  |  | Koral/ Lohbahir
[6 empty] | NPF-1 | 90003 | Korang |  |  |  |  | NPF-1
[6 empty] | PWD-1 | 90014 | Korang |  |  |  |  | PWD-1
[6 empty] | Navy-2 | [6 empty] | Navy-2
[6 empty] | River Garden | 90011 | Korang |  |  |  |  | River Garden
11 | IESCO | GSO Circle | SS&TL ISD | AE(T) No.I | Power Transformer T-1 (31.5/40 MVA ) At 132KV GSS I-11 | Following 11KV Feeders willl be affected |  |  | 10-11-2026 | 9:00 | 14:00 | Annual Maintenance
[6 empty] | I-11/2 | 128602 | I-10 |  |  |  |  | Sector I-11/2
[6 empty] | carriage Factory | 128603 | I-10 |  |  |  |  | Carriage Factory
[6 empty] | I-10/1 | 128604 | I-10 |  |  |  |  | Sector I-10/1
12 | IESCO | GSO Circle | SS&TL ISD | AE(T) No.I | Power Transformer T-2 (31.5/40 MVA ) At 132KV GSS I-11 | Following 11KV Feeders willl be affected |  |  | 11-11-2026 | 9:00 | 14:00 | Annual Maintenance
[6 empty] | I-11/1 | 128601 | I-10 |  |  |  |  | Sector I-11/2
[6 empty] | I-10/2 | 128605 | I-10 |  |  |  |  | Carriage Factory
13 | IESCO | GSO Circle | SS&TL ISD | AE(T) No.I | Power Transformer T-1 (31.5/40 MVA ) At 132KV GSS I-11 | Following 11KV Feeders willl be affected |  |  | 11-11-2026 | 11:00 | 13:00 | Bus Coupler Maintenance
[6 empty] | I-11/2 | 128602 | I-10 |  |  |  |  | Sector I-11/2
[6 empty] | carriage Factory | 128603 | I-10 |  |  |  |  | Carriage Factory
[6 empty] | I-10/1 | 128604 | I-10 |  |  |  |  | Sector I-10/1
14 | IESCO | GSO Circle | SS&TL ISD | AE(T) No.I | Power Transformer T-2 (31.5/40 MVA) at 132KV GSS F-11 | Following 11KV Feeders willl be affected |  |  | 12-11-2026 | 09:00 | 14:00 | Annual Maintenance
[6 empty] | M.Tower | 69208 | f-8 |  |  |  |  | feed through Silver Oks (E-8 GSS)
[6 empty] | F-11/3 | 69209 | F-11 |  |  |  |  | feed through F-10/2 (T-2 F-11 GSS)
[6 empty] | F-10/2 | 69210 | f-8 |  |  |  |  | feed through F-11/4 (T-2 F-11 GSS)
[6 empty] | F-11 MKZ | 69211 | F-11 |  |  |  |  | feed through F-11/1 (T-1 F-11 GSS)
[6 empty] | F-10/4 | 69221 | F-8 |  |  |  |  | feed through F-10 (T-1 F-11 GSS) Azeez Chowk (Zero Point GSS) & also From G-9 Grid station new aziz chowk
[6 empty] | F-11/2 | 69216 | F-11 |  |  |  |  | feed through F-11/1 (T-1 F-11 GSS)
[6 empty] | F-11/4 | 69218 | F-11 |  |  |  |  | feed through F-11/1 (T-1 F-11 GSS)
[6 empty] | G-11 Mkz | 69222 | G-11 |  |  |  |  | feed through G-11/4 (T-1 F-11 GSS)
[6 empty] | F-11 Tower | 69220 | F-11 |  |  |  |  | feed through Golden Hight (T-1 F-11 GSS)
15 | IESCO | GSO Circle | SS&TL ISD | AE(T) No.I | Power Transformer T-1 (31.5/40 MVA) at 132KV GSS F-11 | Following 11KV Feeders willl be affected |  |  | 12-11-2026 | 11:00 | 13:00 | Bus Coupler Maintenance
[6 empty] | G-11/1 | 69205 | G-11 |  |  |  |  | Sector G-11/1
[6 empty] | F-10 | 69203 | F-8 |  |  |  |  | feed through F-10/4 (T-2 F-11 GSS)
[6 empty] | Golra | 69207 | G-11 |  |  |  |  | partially feeded through Bela road (H-11 GSS)
[6 empty] | F-11/1 | 69202 | F-11 |  |  |  |  | feed through Golden Hight (T-1 F-11 GSS)
[6 empty] | G-11/2 | 69206 | G-11 |  |  |  |  | Sector G-11/2
[6 empty] | F-9 Park | 69212 | F-8 |  |  |  |  | feed through new F-9 PARK ( G-9 GSS)
[6 empty] | Golden Hight | 69215 | F-11 |  |  |  |  | feed through F-11 Towers ( T-2 F-11 GSS)
[6 empty] | G-11/3 | 69213 | G-11 |  |  |  |  | Sector G-11/3
[6 empty] | G-11/4 | 69214 | G-11 |  |  |  |  | feed through G-11 Mkz ( T-2 F-11 GSS)
[6 empty] | GHQ | 69217 | F-8 |  |  |  |  | G.H.Q & M tower
[6 empty] | Khuda Dad Hights | 69224 | f-11 |  |  |  |  | Tower Khudadad Hights
[6 empty] | PHA | 69225 | G-11 |  |  |  |  | PHA-2
[6 empty] | Warda Hamna | 69231 | G-11 |  |  |  |  | Warda Hamna
16 | IESCO | GSO Circle | SS&TL ISD | RE-Rawal | Power Transformer T-1 (31.5/40 MVA) at 132KV GSS Rawal | Following 11KV Feeders willl be affected |  |  | 14-11-2026 | 09:00 | 14:00 | Annual Maintenance
[6 empty] | Parliament House | 17415 | F-6 |  |  |  |  | Parliament house ( Feed from G-5 Gss through Civic center feeder )
[6 empty] | F.Plant | 17436 | G-6 |  |  |  |  | CDA Water plant
[6 empty] | Frountier House | 17409 | F-6 |  |  |  |  | F-6/2, Portion of Super Mkt, Embassy Road F-6/4 (Muzaffar Ahmed), Marriot
[6 empty] | Embasy | 17407 | F-6 |  |  |  |  | Pak Sectt Fed from G-5 GSS Through PM Staff Feeder
[6 empty] | Pak Set-2 | 17408 | F-6 |  |  |  |  | Pak Sectt: and Govt. Officesl Fed from G-5 GSS Through Supreme court feeder
[6 empty] | Parliament Lodge | 17410 | F-6 |  |  |  |  | Parliament Lodges ( Feeder To T-3 11KV feeder G-5)
[6 empty] | Awan Sadar | 17418 | F-6 |  |  |  |  | President house ( Feed from G-5 Gss through Civic center feeder )
[6 empty] | P.M House | 17414 | F-6 |  |  |  |  | Prime minister house ( Feed from G-5 Gss through Civic center feeder )
[6 empty] | Islamabad Club II | 17428 | F-6 |  |  |  |  | Islamabad Club, Rawal Dam Colony Margalla Town Phase-1 & 2, Tubewell
17 | IESCO | GSO Circle | SS&TL ISD | RE-Rawal | Power Transformer T-2 (31.5/40 MVA) at 132KV GSS Rawal | Following 11KV Feeders willl be affected |  |  | 15-11-2026 | 09:00 | 14:00 | Annual Maintenance
[6 empty] | Shakar Pariyan | 17411 | G-6 |  |  |  |  | Convention centre, Water Supply, PM Heli Pad
[6 empty] | PTV | 17406 | F-6 |  |  |  |  | PTV, PTCL, Invest Board, Balochistan House, Marriot, USAID Building
[6 empty] | PoliClinic/ G-6/3 | 17403 | G-6 |  |  |  |  | Sector G-6/3 ( Feed To T-3 11KV feeder CDA flat)
[6 empty] | State Bank | 17416 | F-6 |  |  |  |  | State bank, Punjab, KPK< Sindh House, judges Coly, NAB and other govt offices (Feed To T-3 11KV feeder G-5)
[6 empty] | Islamabad Club-1 | 17417 | G-6 |  |  |  |  | Alternative source for Islamabad Club
[6 empty] | Kohsar Mkt | 17401 | F-6 |  |  |  |  | F-6/3, Portion of F-6/2 & Kashmir House, Portion of F-6/4 ( Feed through Barakhao Grid from Khiyban-e-iqbal 11kv feeder)
[6 empty] | NPCC | 17427 | I-9 |  |  |  |  | NPCC (Feed through Zero Point from NPCC 11KV Feeder
[6 empty] | Melody | 17413 | G-6 |  |  |  |  | Sector G-6/4 ( Feed through Zero Point Grid from 11KV Abapar feeder)
[6 empty] | Sport Complex | 17419 | G-6 |  |  |  |  | Sports complex
[6 empty] | Convention Centre | 17420 | G-6 |  |  |  |  | Convension center ( Feed through G-5 GSS from Convention Center feeder)
[6 empty] | CDA Pump | 17441 | G-6 |  |  |  |  | CDA pump
18 | IESCO | GSO Circle | SS&TL ISD | RE-Rawal | Power Transformer T-1 (31.5/40 MVA) at 132KV GSS Rawal | Following 11KV Feeders willl be affected |  |  | 15-11-2026 | 11:00 | 13:00 | Bus Coupler Maintenance
[6 empty] | Parliament House | 17415 | F-6 |  |  |  |  | Parliament house ( Feed from G-5 Gss through Civic center feeder )
[6 empty] | F.Plant | 17436 | G-6 |  |  |  |  | CDA Water plant
[6 empty] | Frountier House | 17409 | F-6 |  |  |  |  | F-6/2, Portion of Super Mkt, Embassy Road F-6/4 (Muzaffar Ahmed), Marriot
[6 empty] | Embasy | 17407 | F-6 |  |  |  |  | Pak Sectt Fed from G-5 GSS Through PM Staff Feeder
[6 empty] | Pak Set-2 | 17408 | F-6 |  |  |  |  | Pak Sectt: and Govt. Officesl Fed from G-5 GSS Through Supreme court feeder
[6 empty] | Parliament Lodge | 17410 | F-6 |  |  |  |  | Parliament Lodges ( Feeder To T-3 11KV feeder G-5)
[6 empty] | Awan Sadar | 17418 | F-6 |  |  |  |  | President house ( Feed from G-5 Gss through Civic center feeder )
[6 empty] | P.M House | 17414 | F-6 |  |  |  |  | Prime minister house ( Feed from G-5 Gss through Civic center feeder )
[6 empty] | Islamabad Club II | 17428 | F-6 |  |  |  |  | Islamabad Club, Rawal Dam Colony Margalla Town Phase-1 & 2, Tubewell
19 | IESCO | GSO Circle | SS&TL ISD | AE(T) No.1 | Power Transformer T-2 (20/26 MVA) at 132KV GSS NPF | Following 11KV Feeders willl be affected |  |  | 16-11-2026 | 9:00 | 14:00 | Annual Maintenance
[6 empty] | Koral/ Lohbahir | 90002 | KHANA DAK |  |  |  |  | Koral/ Lohbahir
[6 empty] | NPF-1 | 90003 | Korang |  |  |  |  | NPF-1
[6 empty] | PWD-1 | 90014 | Korang |  |  |  |  | PWD-1
[6 empty] | Navy-2 | [6 empty] | Navy-2
[6 empty] | River Garden | 90011 | Korang |  |  |  |  | River Garden
20 | IESCO | GSO Circle | SS&TL ISD | AET-No.1 | 132KV GSS Kahuta City Power Transformer T-1 (20/26 MVA) | Following 11KV Feeders willl be affected |  |  | 17-11-2026 | 09:00 | 14:00 | Annual Maintenance
[6 empty] | Hanif Shaheed | 9007 | Kahuta |  |  |  |  | Mohalla Arra, Club Cly, Chakkian , Pind Mallkan, Dedocha, Mughal etc.
[6 empty] | Ibrar Shaheed | 9008 | Kallar Syedan |  |  |  |  | Bhalkar, Thai, Dhaniam & Chountra
[6 empty] | Ghazan Khan | 9009 | Nara Mator |  |  |  |  | Bamnial, Nara Beor, Lehri, Koror & Khanlol.
[6 empty] | Nahr | 9006 | Kahuta |  |  |  |  | Moh Chaint, Moh Arra, Saroot, Hothala, Aliot, Panyali, Bhoom, Chakkian Pind Malkan & Mughal Parri
[6 empty] | KRL | 9003 | Kahuta |  |  |  |  | KRL Cly Kahuta
[6 empty] | Lehtrar | 9005 | Kahuta |  |  |  |  | Punjar Chowk & Village Lethrar
21 | IESCO | GSO Circle | SS&TL ISD | AE(T) No.I | Power Transformer T-3 (20/26 MVA) at 132KV GSS F-11 | Following 11KV Feeders willl be affected |  |  | 18-11-2026 | 09;00 | 14:00 | Annual Maintenance
[6 empty] | Pir Mehr Ali Shah | 69227 | ` |  |  |  |  | Golra city and srounding
[6 empty] | Dargha | 69219 | F-11 |  |  |  |  | Golra City
[6 empty] | E-11/2 | 69223 | F-11 |  |  |  |  | feed through E-11/2 ( D-12 GSS)
[6 empty] | Capital Residentia | 69226 | F-11 |  |  |  |  | Capital Residentia flats
[6 empty] | SPD | 69228 | F-11 |  |  |  |  | independent
[6 empty] | D.C.I | 69229 | F-8 |  |  |  |  | independent
[6 empty] | NPF-II | 69230 | [5 empty] | NPF-II
22 | IESCO | GSO Circle | SS&TL ISD | AET-No.2 | 31.5/40MVA Power Transformer T-1 at 132KV GSS Taramari | Following 11KV Feeders willl be affected |  |  | 19-11-2026 | 09:00 | 14:00 | Annual Maintenance
[6 empty] | Khana Dak | 105501 | KHANA DAK |  |  |  |  | Khana Dak
[6 empty] | Burma | 105502 | G-6 |  |  |  |  | Burma and Surrounding
[6 empty] | Tramri | 105503 | Tarlai |  |  |  |  | Tramri and surrounding
[6 empty] | Sudhran Road | 105504 | Tarlai |  |  |  |  | Village Sudhran village and surrounding
[6 empty] | ISI | 105505 | Tarlai |  |  |  |  | ISI flats
[6 empty] | Kurri Road | 105506 | Barakao Urban |  |  |  |  | Bahria Enclave
[6 empty] | Al-Noor Colony | 105515 | Gangal |  |  |  |  | Gangal, Dr qadeer Khan Road and srounding
[6 empty] | Wahed abad | 105516 | G-6 |  |  |  |  | Wahed abad
[6 empty] | Lehtrar Road | 105517 | Tarlai |  |  |  |  | Lehtrar Road
23 | IESCO | GSO Circle | SS&TL ISD | AET-No.2 | 31.5/40MVA Power Transformer T-2 at 132KV GSS Taramari | Following 11KV Feeders willl be affected |  |  | 19-11-2026 | 11:00 | 13:00 | Bus Coupler Maintenance
[6 empty] | Chata Bakhtawar | 105507 | Tarlai |  |  |  |  | Chattah Bakhtawar and surrounding
[6 empty] | Comsatik | 105508 | Tarlai |  |  |  |  | Comsats University
[6 empty] | CM Pak | 105509 | Barakao Urban |  |  |  |  | CM PK Zong
[6 empty] | Khana East | 105510 | KHANA DAK |  |  |  |  | Khana & Surrounding
[6 empty] | Rehra | 105511 | Barakao Urban |  |  |  |  | Village Rehra & Surrounding
[6 empty] | Ghori garden | 105513 | Tarlai |  |  |  |  | Ghori garden
[6 empty] | khana -2 | 105514 | Gangal |  |  |  |  | khana -2
[6 empty] | Azad Shaheed | 105512 | Tarlai |  |  |  |  | Azad Shaheed
[6 empty] | Khund Rajgan | 105522 | Tarlai |  |  |  |  | Khund Rajgan
[6 empty] | Sharif abad | 105521 | Tarlai |  |  |  |  | Sharif abad
24 | IESCO | GSO Circle | SS&TL ISD | RE-Rawal | Power Transformer T-3 (31.5/40 MVA) at 132KV GSS Rawal | Following 11KV Feeders willl be affected |  |  | 21-11-2026 | 09:00 | 14:00 | Annual Maintenance
[6 empty] | Foreing Office | 17438 | F-6 |  |  |  |  | Foreign Office
[6 empty] | NTC | 17426 | F-6 |  |  |  |  | NTC building, PTA, PTCL H/Q G-5
[6 empty] | ETBP | 17422 | F-6 |  |  |  |  | ETBP building
[6 empty] | G-5 | 17425 | F-6 |  |  |  |  | MC & BC Building
[6 empty] | pindoriyan | 17434 | G-6 |  |  |  |  | Pindorian and surrounding
[6 empty] | Shehzad Town | 17424 | G-6 |  |  |  |  | Rawal Town, Schme-4, Sohan Vil, CDA Tubewells (Ameen Faheem)
[6 empty] | Scheem -2 | 17430 | Tarlai |  |  |  |  | Scheme-II, Chak Shahzad, Chatta Bakhtawar
[6 empty] | Pak-china Center | 17433 | G-6 |  |  |  |  | Pak China Friendship building(Exempted 5 Amp load)
[6 empty] | Rest House | 17435 | G-6 |  |  |  |  | Exempted (G/S Auxulry)
[6 empty] | Hospitals | 17405 | G-6 |  |  |  |  | Poly Clinic Hospital, CDA Hospital (Exempted)
[6 empty] | CDA | 17432 | G-6 |  |  |  |  | Sector G-6/2
[6 empty] | G-6 | 17423 | G-6 |  |  |  |  | G-6/2, G-6/1-2, G-6/3-1 (Pasha -PPP)
[6 empty] | ISI | 17429 | G-7 |  |  |  |  | Exempted (ISI H/Q)
26 | IESCO | GSO Circle | SS&TL ISD | RE-Rawal | Power Transformer T-4 (20/26 MVA) at 132KV GSS Rawal | Following 11KV Feeders willl be affected |  |  | 22-11-2026 | 09:00 | 14:00 | Annual Maintenance
[6 empty] | Grand hayat-1 | 17440 | G-6 |  |  |  |  | Independent
[6 empty] | Orchad Scheem | 17439 | G-6 |  |  |  |  | Independent
26 | IESCO | GSO Circle | SS&TL ISD | AE(T) No.I | Power Transformer T-1 (31.5/40 0MVA) At 132KV GSS PirWadhai | Following 11KV Feeders willl be affected |  |  | 23-11-2026 | 09:00 | 14:00 | Annual Maintenance
[6 empty] | Industrial | 43301 | PirWadhai |  |  |  |  | Industrial Area, Chak Madad Khan, Sultan Abad.
[6 empty] | Pirwadhai | 43316 | PirWadhai |  |  |  |  | Pirwadhai, Fauji Cly, Zia Haq Cly, Ali Market, Awan Market & K.B.S.S.
[6 empty] | Mongtal | 43303 | PirWadhai |  |  |  |  | Mongtal
[6 empty] | MADINA Colony | 43334 | PirWadhai |  |  |  |  | Khadda Market.Dk Najoo,Hazar Cly, Dk. Mangtal, Tohid Road.
[6 empty] | Bagh Sardaran | 43326 | Ashgar Mal |  |  |  |  | Bagh Sardaran, Dhoke Dalal, and surrounduing area
[6 empty] | Misrial Road | 43318 | Westrdge |  |  |  |  | S.S Hospital
[6 empty] | Quaid Abad | 43324 | Westrdge |  |  |  |  | Quaid Abad, Bokra Road, Hazara Cly.
[6 empty] | D.M Mill | 43312 | PirWadhai |  |  |  |  | DM Textile
27 | IESCO | GSO | SS&TL ISD | RE I-8 | Power Transformer T-1 (31.5 /40MVA) At 132KV GSS I-8 | Following 11KV Feeders willl be affected |  |  | 24-11-2026 | 09:00 | 14:00 | Annual Maintenance
[6 empty] | F.H.S | 61120 | I-9 |  |  |  |  | I-8/4 & Faizabad
[6 empty] | F-BLOCK | 61114 | F-BLOCK |  |  |  |  | New Katarian,F-Block, Dinna Hardo, and Surrounding Area
[6 empty] | I-9/4 | 61128 | I-9 |  |  |  |  | I-9/4 Sector
[6 empty] | MUSLIM TOWN | 61116 | D. K. KHAN |  |  |  |  | Service Road, Dhoke Kala Khan, Farooq Azam Road, Awan Colony. and Surrounding Area
[6 empty] | CHASHNUB | 61108 | I-9 |  |  |  |  | Independent
[6 empty] | I-8/1 | 61109 | I-9 |  |  |  |  | Sector I-8/1
[6 empty] | AL-KATEL | 61110 | I-9 |  |  |  |  | Independent
[6 empty] | Muzamil Town | 61113 | MUSLIM TOWN |  |  |  |  | Muzamal Town
[6 empty] | FLOUR MILL-2 | 61130 | I-9 |  |  |  |  | Imran F/Mill, Al-Hiolal F/Mill, Arshad F/Mill, Kashmir F/Mill, Fine F/Mill,
[6 empty] | A. F. O. H. S | 61131 | GANGAL |  |  |  |  | CDA Independent
[6 empty] | Sohan | 61134 | RAWAL |  |  |  |  | Sohan & surrounding
[6 empty] | CCC | 61135 | I-9 |  |  |  |  | indepandent
28 | IESCO | GSO | SS&TL ISD | RE I-8 | Power Transformer T-2 (31.5 /40MVA) At 132KV GSS I-8 | Following 11KV Feeders willl be affected |  |  | 25-11-2026 | 09:00 | 14:00 | Annual Maintenance
[6 empty] | I-8 MARKAZ | 61129 | I-9 |  |  |  |  | I-8 Mkz
[6 empty] | C.S.T | 61126 | I-9 |  |  |  |  | Sewerage Treatment Plant
[6 empty] | FLOUR MILL | 61107 | I-9 |  |  |  |  | AL-HILAL STEEL , Victory Pipe, Islamabad F/Mill
[6 empty] | G.O.R | 61103 | I-9 |  |  |  |  | I-9/1 SECTOR & I-9/M.
[6 empty] | H-8/2 | 61111 | I-9 |  |  |  |  | H-8/2
[6 empty] | FAZAIA COLONY | 61112 | GANGAL |  |  |  |  | Fazia Colony
[6 empty] | KRL | 61113 | GANGAL |  |  |  |  | KRL Complex
29 | IESCO | GSO | SS&TL ISD | RE I-8 | Power Transformer T-1 (31.5 /40MVA) At 132KV GSS I-8 | Following 11KV Feeders willl be affected |  |  | 25-11-2026 | 11:00 | 13:00 | Bus Coupler Maintenance
[6 empty] | F.H.S | 61120 | I-9 |  |  |  |  | I-8/4 & Faizabad
[6 empty] | F-BLOCK | 61114 | F-BLOCK |  |  |  |  | New Katarian,F-Block, Dinna Hardo, and Surrounding Area
[6 empty] | I-9/4 | 61128 | I-9 |  |  |  |  | I-9/4 Sector
[6 empty] | MUSLIM TOWN | 61116 | D. K. KHAN |  |  |  |  | Service Road, Dhoke Kala Khan, Farooq Azam Road, Awan Colony. and Surrounding Area
[6 empty] | CHASHNUB | 61108 | I-9 |  |  |  |  | Independent
[6 empty] | I-8/1 | 61109 | I-9 |  |  |  |  | Sector I-8/1
[6 empty] | AL-KATEL | 61110 | I-9 |  |  |  |  | Independent
[6 empty] | Muzamil Town | 61113 | MUSLIM TOWN |  |  |  |  | Muzamal Town
[6 empty] | FLOUR MILL-2 | 61130 | I-9 |  |  |  |  | Imran F/Mill, Al-Hiolal F/Mill, Arshad F/Mill, Kashmir F/Mill, Fine F/Mill,
[6 empty] | A. F. O. H. S | 61131 | GANGAL |  |  |  |  | CDA Independent
[6 empty] | Sohan | 61134 | RAWAL |  |  |  |  | Sohan & surrounding
[6 empty] | CCC | 61135 | I-9 |  |  |  |  | indepandent
30 | IESCO | GSO | SS&TL ISD | RE I-8 | Power Transformer T-3 (31.5 /40MVA) At 132KV GSS I-8 | Following 11KV Feeders willl be affected |  |  | 26-11-2026 | 09:00 | 14:00 | Annual Maintenance
[6 empty] | INDUSTRIAL-II | 61127 | I-9 |  |  |  |  | ITTEHAD STEEL, FAZAL STEEL, NAFEES FLOUR MILL SIHALA FLOUR MILL, VICTORY PIPE.
[6 empty] | I-8/4 | 61121 | I-9 |  |  |  |  | Sector I-8/4
[6 empty] | A-BLOCK | 61104 | CH. CHOWK |  |  |  |  | A.Block,Dk.Paracha,C-Block,Murree Road and surrounding area
[6 empty] | SERVICE ROAD | 61101 | D. K. KHAN |  |  |  |  | Service Road, Dhoke Chaudhrian, Dhoke Anwar and Surrounding Area
[6 empty] | WASA | 61125 | F-BLOCK |  |  |  |  | Exempted Watter Supply
[6 empty] | KHURRAM COLONY | 61122 | M. TOWN |  |  |  |  | Khurram colony, Muslim Topwn, Sadiqabad , Bahari Colony.
[6 empty] | JINNAH CAMP | 61117 | GANGAL |  |  |  |  | Independent
[6 empty] | KURRI ROAD | 61123 | M. TOWN |  |  |  |  | Kuri Road,Muzmial Town, Haroon Chowk and surrounding Areas
[6 empty] | HAMZA CAMP | 61124 | CH. CHOWK |  |  |  |  | Independent
31 | IESCO | GSO | SS&TL ISD | AE(T) No.II | Power Transformer T-1 (20/26MVA) At 132KV GSS G-5 | Following 11KV Feeders willl be affected |  |  | 28-11-2026 | 9:00 | 14:00 | Annual Maintenance
[6 empty] | Supreme Court | 75001 | F-6 |  |  |  |  | Exempted (Supreme Court)
[6 empty] | Civic Center | 75002 | F-6 |  |  |  |  | Stand by for VIP
[6 empty] | Royal Enclave | 75006 | F-6 |  |  |  |  | Diplomatic Enclave
[6 empty] | Parliament Lodge | 75009 | F-6 |  |  |  |  | Parliament Lodges (Exempted)
[6 empty] | Convention Centre | 75008 | F-6 |  |  |  |  | Standby source for convention center
[6 empty] | HBL/MCB | 75012 | F-6 |  |  |  |  | H.B.L/M.C.B
[6 empty] | China Embassy | 75025 | F-6 |  |  |  |  | China Embassy
[6 empty] | Diplomat -2 | 75014 | F-6 |  |  |  |  | Exempted (Foreign Embassy)
32 | IESCO | GSO | SS&TL ISD | AE(T) No.II | Power Transformer T-2 (20/26MVA) At 132KV GSS G-5 | Following 11KV Feeders willl be affected |  |  | 29-11-2026 | 9:00 | 14:00 | Annual Maintenance
[6 empty] | F-6/2 | 75005 | F-6 |  |  |  |  | Portion of F-6/2, and portion of F-6/3 (Nargis Sethi Secy MW&P) (Exempted)
[6 empty] | PM Sectret | 75003 | F-6 |  |  |  |  | Exempted (PM Sectt:)
[6 empty] | CBR | 75004 | F-6 |  |  |  |  | CBR, FST and other GOVT Offices, (Exempted)
[6 empty] | PM Staff Colony | 75007 | F-6 |  |  |  |  | PM Staff Colony+ Foreign Embassies) Exempted
[6 empty] | Blue area | 75010 | F-6 |  |  |  |  | B/Area, Jang Plaza to Seimen Plaza, Fazal-e-Haq Road and Hajwary Plaza,
[6 empty] | OGDC | 75011 | F-6 |  |  |  |  | OGDC Building
[6 empty] | Q. AUniversity | 75020 | Barakaho |  |  |  |  | Alternative source
[6 empty] | Saudia Emb: | 75017 | F-6 |  |  |  |  | Exempted (Saudi Embassy)
[6 empty] | Residetial S.Embassy | 75016 | F-6 |  |  |  |  | Residetial S.Embassy
33 | IESCO | GSO | SS&TL ISD | AE(T) No.II | Power Transformer T-1 (20/26MVA) At 132KV GSS G-5 | Following 11KV Feeders willl be affected |  |  | 29-11-2026 | 11:00 | 13:00 | Bus Coupler Maintenance
[6 empty] | Supreme Court | 75001 | F-6 |  |  |  |  | Exempted (Supreme Court)
[6 empty] | Civic Center | 75002 | F-6 |  |  |  |  | Stand by for VIP
[6 empty] | Royal Enclave | 75006 | F-6 |  |  |  |  | Diplomatic Enclave
[6 empty] | Parliament Lodge | 75009 | F-6 |  |  |  |  | Parliament Lodges (Exempted)
[6 empty] | Convention Centre | 75008 | F-6 |  |  |  |  | Standby source for convention center
[6 empty] | HBL/MCB | 75012 | F-6 |  |  |  |  | H.B.L/M.C.B
[6 empty] | China Embassy | 75025 | F-6 |  |  |  |  | China Embassy
[6 empty] | Diplomat -2 | 75014 | F-6 |  |  |  |  | Exempted (Foreign Embassy)
34 | IESCO | GSO Circle | SS&TL ISD | AE(T) No.I | Power Transformer T-2 (31.5/40 0MVA) At 132KV GSS PirWadhai | Following 11KV Feeders willl be affected |  |  | 30-11-2026 | 09:00 | 14:00 | Annual Maintenance
[6 empty] | Race course | 43305 | Westrdge |  |  |  |  | APS, Zikria Road St. 2,3 &5 Nisar Road, Bakery Chowk, Railway Schem No. 5 &6 Karbala Gate and Sher Dil Mess
[6 empty] | Askari-11 | 43325 | Westrdge |  |  |  |  | Askari XI Housing Society.
[6 empty] | AFIRM | 43322 | MES |  |  |  |  | Exempted
[6 empty] | M/ABAD | 43310 | khiyban -a-sir syed |  |  |  |  | Bangesh Cly,Main Road Pirwadhai, Boring Road, Dk,Safoo.
[6 empty] | Iqbal Road | 43306 | PirWadhai |  |  |  |  | Range Road, Westridge, Industrial Area, Iqbal Road, Habib Cly.
[6 empty] | Gulshan Abad | 43308 | Ganj Mandi |  |  |  |  | Dalgran Bazar, Moh Worhshopi, Jamial Masjid Rd, Kalan Bazar,
[6 empty] | Gulzar shaheed | 43328 | khiyban -a-sir syed |  |  |  |  | Moh Loharan, Dk Darzian, Dk Hassu.
[6 empty] | Cobe Line | 43329 | MES |  |  |  |  | MES Quarters
35 | IESCO | GSO Circle | SS&TL ISD | AE(T) No.I | Power Transformer T-1 (31.5/40 0MVA) At 132KV GSS PirWadhai | Following 11KV Feeders willl be affected |  |  | 2026-11-30 | 11:00 | 13:00 | Bus Coupler Maintenance
[6 empty] | Industrial | 43301 | PirWadhai |  |  |  |  | Industrial Area, Chak Madad Khan, Sultan Abad.
[6 empty] | Pirwadhai | 43316 | PirWadhai |  |  |  |  | Pirwadhai, Fauji Cly, Zia Haq Cly, Ali Market, Awan Market & K.B.S.S.
[6 empty] | Mongtal | 43303 | PirWadhai |  |  |  |  | Mongtal
[6 empty] | MADINA Colony | 43334 | PirWadhai |  |  |  |  | Khadda Market.Dk Najoo,Hazar Cly, Dk. Mangtal, Tohid Road.
[6 empty] | Bagh Sardaran | 43326 | Ashgar Mal |  |  |  |  | Bagh Sardaran, Dhoke Dalal, and surrounduing area
[6 empty] | Misrial Road | 43318 | Westrdge |  |  |  |  | S.S Hospital
[6 empty] | Quaid Abad | 43324 | Westrdge |  |  |  |  | Quaid Abad, Bokra Road, Hazara Cly.
[6 empty] | D.M Mill | 43312 | PirWadhai |  |  |  |  | DM Textile
ANNUAL MAINTENACE SCHEDULE OF POWER TRANSFORMERS FOR THE MONTH OF 11-2026 UNDER SS&TL DIVISION IESCO Rawalpindi
1 | IESCO | GSO Circle IESCO Islamabad | SS&TL Division IESCO Rawalpindi | A.E (T) Sub Division IESCO New Wah | 132 KV GSS NDC-II Attock (T-1) (10/13 MVA) | Consumer Grid Station |  | Independent | 01.11.2026 | 09:00 h | 14:00 h | Annual maintenance & protection testing of power transformer, transformer bay & 11 KV system | Consumer Grid Station
2 | IESCO | GSO Circle IESCO Islamabad | SS&TL Division IESCO Rawalpindi | A.E (T) Sub Division IESCO Margalla | 132 KV GSS Lakkar Mar (T-1) (10/13 MVA) | Injra | 052102 | Chhab | 02.11.2026 | 09:00 h | 15:00 h | Annual maintenance & protection testing of power transformer, transformer bays & 11 KV system | Injra, Makhad, Turap
[6 empty] | Maqsood Shaheed | 052103 | [5 empty] | Molawali, Surg
[6 empty] | Amin Pur | 052106 | [5 empty] | Bahar Wala, hadowali & surrounding
[5 empty] | 132 KV GSS Lakkar Mar (T-2) (10/13 MVA) | Chhab | 052101 | [5 empty] | Chabb, Lakarmar, Dk, Gangra, Dk, Nazir
[6 empty] | Maira Shareef | 052105 | [5 empty] | Maira Shareef, Dhok Majeed, Dhok Mansoor, Dhok Noriyaal, Dhoke Panjral,
[6 empty] | Dhaknair | 052104 | [5 empty] | Dhaknair village & surroundings areas
3 | IESCO | GSO Circle IESCO Islamabad | SS&TL Division IESCO Rawalpindi | A.E (T) Sub Division IESCO Rawalpindi | 132 KV GSS Cantt (T-3) (31.5/40 MVA) | Askari-7 | 017919 | Tariq Abad | 03.11.2026 | 09:00 h | 14:00 h | Annual maintenance & protection testing of power transformer, transformer bays & 11 KV system | Aziz Bhatti Road, Tufail Road. Ordinance Jhelum Road,
[6 empty] | Jinnah Road | 017905 | Guwalmandi |  |  |  |  | Jinnah Rd, Usman Pura, Bara Bazar, Imprial Market, Trunk Bazar.
[6 empty] | Tipu Road | 017916 | Civil Line |  |  |  |  | Tipu Road, Fauji Tower, Rwp Medical College
[6 empty] | Bank Road-1 | 017901 | Saddar |  |  |  |  | Bank Rd, Barkat Plaza, Zarkoon Plaza, Murree Rd, Adamn Jee Rd, Sectt.II. Hospital Rd, Canning Rd.
[6 empty] | Dhok Farman Ali | 017922 | Civil Line |  |  |  |  | Dk. Farman Ali, Dk. Khabba, Officer Medical Cly, Medical College Hostel & T&T Exchange.
[6 empty] | G.H.Q | 017924 | R.A Bazar |  |  |  |  | GHQ & CMH
[6 empty] | City Centre | 017925 | Saddar |  |  |  |  | City Centre
[6 empty] | Liaqat Bagh | 017926 | Committee Chowk |  |  |  |  | College Road, Opp Imam Bara Col Maqbool, Bohar Bazar, Lal Hawvelli, Chattian Hattain.
[6 empty] | FFC | 017927 | Civil Line |  |  |  |  | Fauji Fertilizar Complex, Mall Road Rawalpindi.
[6 empty] | Fawara Chowk | 017934 | Ganj Mandi |  |  |  |  | Sabzi Mandi, Trunk Bazar, Moti Bazar, Fawara Chowk & Surrounding area.
[6 empty] | Pakistan Railway | 017935 | Saddar |  |  |  |  | Independent
[6 empty] | CMH Flat | 017936 | Tariq Abad |  |  |  |  | Independent
4 | IESCO | GSO Circle IESCO Islamabad | SS&TL Division IESCO Rawalpindi | A.E (T) Sub Division IESCO Margalla | 132 KV GSS Jand (T-4) (10/13 MVA) | Pind Sultani | 029403 | Jand | 05.11.2026 | 09:00 h | 14:00 h | Annual maintenance & protection testing of power transformer, transformer bays & 11 KV system | Rangli, Dhoke Choora Sharif
[6 empty] | Parri | 029405 | [5 empty] | Vill: Pari, Sill, Jalwal
[6 empty] | NARA | 029404 | [5 empty] | Mari Jalwal, Nara
[5 empty] | 132 KV GSS Jand (T-3) (10/13 MVA) | Jand City-1 | 029402 | [5 empty] | Jand City
[6 empty] | Jand City-2 | 029406 | [5 empty] | Jand City
[6 empty] | Bhandar | 029407 | [5 empty] | Village Bhandar & surrounding areas.
5 | IESCO | GSO Circle IESCO Islamabad | SS&TL Division IESCO Rawalpindi | A.E (T) Sub Division IESCO New Wah | 132 KV GSS Sanjowal (T-1) (10/13 MVA) | POF-1 | 18903 | Attock Cantt | 07.11.2026 | 09;00 h | 14:00 h | Annual maintenance & protection testing of power transformer, transformer bays & 11 KV system | Defence
[6 empty] | POF-2 | 18904 | [5 empty] | Defence
[5 empty] | 132 KV GSS Sanjowal (T-2) (20/26 MVA) | Solar-1 | [6 empty] | Export feeder of Sanjwal Cantt
[6 empty] | Solar-2 | [6 empty] | Export feeder of Sanjwal Cantt
[6 empty] | Attock cantt | 018901 | [5 empty] | Mirza, Munu Nagar
[6 empty] | Akhori | 018912 | [5 empty] | Akhori & Surrounding Areas.
[6 empty] | Artiliary Centre | 018908 | [5 empty] | Defence
[6 empty] | PM Colony | 018905 | [5 empty] | Defence
[6 empty] | Katchery | 018902 | [5 empty] | Katchery, Mehrpura
6 | IESCO | GSO Circle IESCO Islamabad | SS&TL Division IESCO Rawalpindi | R.E Sub Division IESCO Chaklala | 132 KV GSS Chaklala (T-1) (31.5/40 MVA) | Scheme-III | 002507 | Jhanda | 08.11.2026 | 09;00 h | 14:00 h | Annual maintenance & protection testing of power transformer, transformer bays & 11 KV system | Scheme-III, Lane No.1 to 12 & Commercial Area
[6 empty] | Dhk Hukamdad | 002527 | Zafar ul Haq |  |  |  |  | Dhoke Hukam Dad.
[6 empty] | Chaklala | 002503 | Chaklala |  |  |  |  | 10-Corp, PAFWA, 501 Workshop, Desto Lab, DG ISI, General Rresidency.
[6 empty] | VVIP | 002514 | Chaklala |  |  |  |  | PAF Lounge,
[6 empty] | National Park | 002508 | Jhanda |  |  |  |  | Scheme-3,Line No. 07,08 & surrounding
[6 empty] | SPD-1 | 002528 | Chaklala |  |  |  |  | SPD Head Qurter
[6 empty] | Gracy Lane | 002533 | [5 empty] | Gracy Line Residential Flats.
[6 empty] | Bostan Khan | 002538 | [5 empty] | Car Chowk & surrounding areas.
[6 empty] | State Bank | 002521 | Tariq Abad |  |  |  |  | State bank
[6 empty] | Air Port | 002501 | Gulzar-e Quaid |  |  |  |  | Air Port
[6 empty] | J.S.H.Q | 002520 | Chaklala |  |  |  |  | Joint staff Head Quarter.
[6 empty] | Rehmatabad-1 | 002519 | [5 empty] | Rehamat A,B,C,D ,E & F Blocks, Jabbar Cly. Dk. Munshi, Moh, Noorani Chaklala .
7 | IESCO | GSO Circle IESCO Islamabad | SS&TL Division IESCO Rawalpindi | R.E Sub Division IESCO Chaklala | 132 KV GSS Chaklala (T-2) (31.5/40 MVA) | Jail Prk | 002516 | Chaklala | 08.11.2026 | 11:00 h | 13:00 h | For cleanng of Bus Coupler | Bostan Rd, Walayat Cly, Gulraiz-I Dk. Chaudhrian, Khan Aevenu, Raja Azlam Cly, K.hyban-e-Tanveer, Ayub Cly, Yousaf Cly.
[6 empty] | Jail Prk | 002539 | [5 empty] | Gul Bahar Colony , Kot Jabbi
[6 empty] | SPD-2 | 002529 | [5 empty] | Independent
[6 empty] | PAF | 002509 | [5 empty] | Chakala Scheme-I, Rawaily Scheme 1,2 3 &4, Askari 8 & 9, Rehmatabad, Dk.Kashirmian
[6 empty] | 502 Workshop | 002540 | Adyala |  |  |  |  | 502 Work shop
[6 empty] | Gulzar e Quaid | 002532 | Gulzar-e Quaid |  |  |  |  | Gulzar-e-Quaid, Shah Khalid Cly. Dk Anwar Majistrate Cly & Surrounding Area.
[6 empty] | Nawaz Colony | 002542 | [5 empty] | Nawaz Colony, Shah Khalid Cly. Dk Anwar Majistrate Cly & Surrounding Area.
[6 empty] | Murree Brewery | 002511 | Jhanda |  |  |  |  | Bostan Colony & Surrounding
[6 empty] | MES | 002506 | [5 empty] | MES Installation (GE Air) Chaklala at Grid Station.
[6 empty] | Tehmasamabad | 002518 | Zafar ul Haq |  |  |  |  | Tehmasibabad, Chaklala Road, Dk.Ellahi Bux,,
8 | IESCO | GSO Circle IESCO Islamabad | SS&TL Division IESCO Rawalpindi | A.E (T) Sub Division IESCO Rawalpindi | 132 KV GSS Cantt (T-1) (31.5/40 MVA) | Q-Project | 017929 | R.A Bazar | 09.11.2026 | 09:00 h | 14:00 h | Annual maintenance & protection testing of power transformer, transformer bays & 11 KV system | Defence
[6 empty] | DHQ | 017930 | Ganj Mandi |  |  |  |  | District Head Quarter Hospital Rawalpindin
[6 empty] | Bank Road-2 | 017928 | Saddar |  |  |  |  | Bank Rd, Railway Police Station, Railway DS office, Ghakhar Plaza.
[6 empty] | Adam Road | 017932 | Civil Line |  |  |  |  | Ministry of Defence, heart Internation Hospital, 5 sarki, Mall Road & surrounding areas.
[6 empty] | Sir Syed Road | 017913 | [5 empty] | Civil Line, Police Lines, & Rwp Chamber of Commerce , Sir Syed Rd, Heat Internal, Min of Defence.
[6 empty] | Khadim Hussain | 017906 | Tariq Abad |  |  |  |  | K.H.Road, Aziz Bhatti Road, Lalkurti,
[6 empty] | CGH | 017917 | Saddar |  |  |  |  | Cantonment Board General Hospital
[6 empty] | Sarafa Bazar | 017920 | Bhabra Bazar |  |  |  |  | Sarafa Bazar, Waris Khan
[6 empty] | Jhanda | 017905 | Jhanda |  |  |  |  | Jinnah Rd, Usman Pura, Bara Bazar, Imprial Market, Trunk Bazar.
[6 empty] | Zafar ul Haq Road | 017914 | Zafar ul Haq |  |  |  |  | Qasim Abad, Dk.Khabba, Dk. Ellahi Bux, Amarpura & Jang Press.
[6 empty] | Aarya Mohalla | 017933 | Committee Chowk |  |  |  |  | Aarya Mohalla & surrounding
9 | IESCO | GSO Circle IESCO Islamabad | SS&TL Division IESCO Rawalpindi | A.E (T) Sub Division IESCO Rawalpindi | 132 KV GSS Chakri (T-1) (20/26 MVA) | Chahan | 096802 | Chakri | 10.11.2026 | 09:00 h | 14:00 h | Annual maintenance & protection testing of power transformer, transformer bays & 11 KV system | Chan, Rajar, Kinger, Mera Kalwan, Mara Khurrd.
[6 empty] | Chauntra | 096804 | Chakri |  |  |  |  | Chountra, Pind Maloo, Adawal, Chokar, Dhalla, Kasala Kurd.
[6 empty] | Rajjar | 096803 | Chakri |  |  |  |  | Mujahid, Sihal, Pelo thallian, Kollian, Ghreeba moorat etc.
[6 empty] | Chakri | 096801 | [5 empty] | Chakri Village, Chura, Ghallan Kalan, Kolian Hameed, Kurrar, Paryal, Maial, Bilwat.
[6 empty] | SPD | 096806 | [5 empty] | SPD (Independent)
[6 empty] | SPF | 096807 | [5 empty] | Sadiq Poultry Form
[6 empty] | APF | 096808 | [5 empty] | Arslan Poultry Farm
[6 empty] | Ranger | 096811 | [5 empty] | Independent
[6 empty] | Gaggan | 096805 | C. B Khan |  |  |  |  | Gaggan village & surrounfding
[5 empty] | 132 KV GSS Chakri (T-2) (10/13 MVA) | HESCOL | 096812 | Chakri |  |  |  |  | Independent
[6 empty] | SKY-47 | 096813 | [5 empty] | Independent
[6 empty] | Paryal | 096809 | [5 empty] | Paryal village & surrounding
[6 empty] | Mahota | 096810 | C.B Khan |  |  |  |  | Mahota village & surrounding
10 | IESCO | GSO Circle IESCO Islamabad | SS&TL Division IESCO Rawalpindi | a.E (T) Sub Division IESCO Margalla | 132 KV GSS Bahter More(T-2) (20/26 MVA) | Model Town | 112001 | Wah Cantt | 12.11.2026 | 09:00 h | 14:00 h | Annual maintenance & protection testing of power transformer, transformer bays & 11 KV system | PM Colony , Model Town
[6 empty] | A-Block | 112009 | [5 empty] | New City Phase-2,
[6 empty] | I-Block | 112010 | [5 empty] | New City Phase-2,
[6 empty] | Kohistan Enclave | 112011 | [5 empty] | Kohistan Enclave
[6 empty] | Kashif Gul | 112002 | [5 empty] | Main G.T Road, Sadat Colony.
[6 empty] | Bhrama | 112005 | Hassan Abdal |  |  |  |  | Pathar Gar, Kot Sundki, Bhrama
[6 empty] | City Arcade | 112014 | Wah Cantt |  |  |  |  | City Arcade
[6 empty] | Barbaqi | 112015 | Hassan Abdal |  |  |  |  | Babarqi & surrounding
[5 empty] | 132 KV GSS Bahter More (T-3) (20/26 MVA) | Dhrek | 112006 | Margalla |  |  |  |  | Bahtar, Jhang, Karima, Dirik
[6 empty] | Bahtarmore | 112020 | Wah Cantt |  |  |  |  | Sadaat Colony , Wah Villas, Malakand Stop.
[6 empty] | Kohsar Velly | 112013 | Hassan Abdal |  |  |  |  | Crusher plant.
[6 empty] | Abbasaeen | 112021 | [5 empty] | Abbasaeen Market, Dhoke Zulfiqar.
11 | IESCO | GSO Circle IESCO Islamabad | SS&TL Division IESCO Rawalpindi | R.E Sub Division IESCO New Wah | 132 KV GSS Tarnawa (T-1) (10/13 MVA) | Consumer Grid Station |  | Independent | 14.11.2026 | 09:00 h | 12:00 h | Annual maintenance & protection testing of power transformer, transformer bays & 11 KV system also cleaning of Bus Coupler | Consumer Grid Station
[5 empty] | 132 KV GSS Tarnawa (T-2) (10/13 MVA) | Consumer Grid Station |  |  |  | 11:00 h | 15:00 h |  | Consumer Grid Station
12 | IESCO | GSO Circle IESCO Islamabad | SS&TL Division IESCO Rawalpindi | A.E (T) Sub Division IESCO Rawalpindi | 132 KV GSS Cantt (T-2) (31.5/40 MVA) | Committee Chowk | 017915 | Committee Chowk | 15.11.2026 | 09;00 h | 14:00 h | Annual maintenance & protection testing of power transformer, transformer bays & 11 KV system | Liaquat Hall, Liaquat Rd, Iqbal Road, College Rd, & Jhang Press.
[6 empty] | City | 017902 | [5 empty] | Liaquat Bagh Rd, Murree Road, DAV College, Sardar Alam Khan Rod, Chachi Mohallah.
[6 empty] | Gawalmandi | 017904 | Gawalmandi |  |  |  |  | Akbar Lane, Gawalmandi, Seerat Gunj, Shaheen pura.
[6 empty] | VIP | 017911 | Jhanda |  |  |  |  | Army House, District Court, General Cly, VIP Colony, ANF H/Q, GOR-I, COAS House, Golf Club, Army Park & Forest Dept.
[6 empty] | Kashmir Road | 017907 | Saddar |  |  |  |  | Kashmir Road, Aihata Mithoo Khan, Railway Rd, CCMA office, Saif Ullah Lodhi Rd, Hathi Chowk, Baboo Mohallah, Police Station Rd.
[6 empty] | AFIC | 017918 | [5 empty] | Armed Force Institute Cardiology.
[6 empty] | Mohanpura | 017909 | Ratta |  |  |  |  | Mohanpura, Arjan Nagar, Novelty Cinema , Hafiz Dal Mill & Ice Factory.
[6 empty] | Iqbal Road | 017931 | Committee Chowk |  |  |  |  | New sarafa Bazar, Lounda Bazar Chitti Hattian, Laal Hawaili & surrounding areas.
12 | IESCO | GSO Circle IESCO Islamabad | SS&TL Division IESCO Rawalpindi | A.E (T) Sub Division IESCO Rawalpindi | 132 KV GSS Cantt (T-1) (31.5/40 MVA) | Q-Project | 017929 | R.A Bazar | 15.11.2026 | 11:00 h | 13:00 h | For cleaning of Bus Coupler | Defence
[6 empty] | DHQ | 017930 | Ganj Mandi |  |  |  |  | District Head Quarter Hospital Rawalpindin
[6 empty] | Bank Road-2 | 017928 | Saddar |  |  |  |  | Bank Rd, Railway Police Station, Railway DS office, Ghakhar Plaza.
[6 empty] | Adam G Road | 017932 | Civil Line |  |  |  |  | Ministry of Defence, heart Internation Hospital, 5 sarki, Mall Road & surrounding areas.
[6 empty] | Sir Syed Road | 017913 | [5 empty] | Civil Line, Police Lines, & Rwp Chamber of Commerce , Sir Syed Rd, Heat Internal, Min of Defence.
[6 empty] | Khadim Hussain | 017906 | Tariq Abad |  |  |  |  | K.H.Road, Aziz Bhatti Road, Lalkurti,
[6 empty] | CGH | 017917 | Saddar |  |  |  |  | Cantonment Board General Hospital
[6 empty] | Sarafa Bazar | 017920 | Bhabra Bazar |  |  |  |  | Sarafa Bazar, Waris Khan
[6 empty] | Jhanda | 017905 | Jhanda |  |  |  |  | Jinnah Rd, Usman Pura, Bara Bazar, Imprial Market, Trunk Bazar.
[6 empty] | Zafar ul Haq Road | 017914 | Zafar ul Haq |  |  |  |  | Qasim Abad, Dk.Khabba, Dk. Ellahi Bux, Amarpura & Jang Press.
[6 empty] | Aarya Mohalla | 017933 | Committee Chowk |  |  |  |  | Aarya Mohalla & surrounding
13 | IESCO | GSO Circle IESCO Islamabad | SS&TL Division IESCO Rawalpindi | A.E(T) Sub Division Rawalpindi | 132 KV GSS DHA (T-2) (20/26 MVA) | Sector-H | 099708 | Sowan | 16.11.2026 | 09:00 h | 14:00 h | Annual maintenance & protection testing of power transformer, transformer bays & 11 KV system | Sector-H
[6 empty] | Sector-E | 099704 | [5 empty] | Sector-E
[6 empty] | Sector-FFBL | 099711 | [5 empty] | Sector-FFBL
[6 empty] | Touqeer Haider | 099712 | [5 empty] | Independent
[6 empty] | Sector-C | 099703 | [5 empty] | sector-C
[6 empty] | Askari Tower -2 | 099713 | [5 empty] | Independent
[6 empty] | Arsalan Alam | NIl | [5 empty] | Askari Flats.
[5 empty] | 132 KV GSS DHA (T-1) (20/26 MVA) | Sector-A | 099701 |  |  | 11:00 H | 13:00 h | Bus Coupler Maintenance | Sector-AC&F
[6 empty] | Sector-AC&F | 099702 | [5 empty] | Sector-AC&F
[6 empty] | Sector-B | 099705 | [5 empty] | Sector-B
[6 empty] | Sector-KLMN | 099710 | [5 empty] | Sector-KLMN
[6 empty] | Sector- H&F | 099709 | [5 empty] | Sector- H&F
[6 empty] | Sector-G | 099707 | [5 empty] | Sector-G
14 | IESCO | GSO Circle IESCO Islamabad | SS&TL Division IESCO Rawalpindi | A.E (T) Sub Division IESCO New Wah | 132 KV GSS Faqir abad (T-1) (20/26 MVA) | Hazro | 012003 | Hazro | 17.11.2026 | 09:00 h | 14:00 h | Annual maintenance & protection testing of power transformer, transformer bays & 11 KV system | Hazro, Bahudur Khan, Tarbeela Mor
[6 empty] | Nartopa | 012002 | Ghur Ghusti |  |  |  |  | Village Nartopa, Barazai & surroundings
[6 empty] | RadioaPak-2 | 012006 | Hatian |  |  |  |  | Radio Pakistan
[6 empty] | Darya Shareef | 012008 | Hazro |  |  |  |  | village Darya Shareef, Chichiya, Musa
[5 empty] | 132 KV GSS Faqirabad (T-3) (10/13 MVA) | Shafi Chouhan | 12023 | Hassan Abdal |  |  |  |  | Burhan, dhoke Fateh, Village Gharsheen
[6 empty] | CHACH | 12030 | Hazro |  |  |  |  | Khadwani, Tarbeela Road & surrounding
[6 empty] | NASTP | 12028 | Hatian |  |  |  |  | Independent
15 | IESCO | GSO Circle IESCO Islamabad | SS&TL Division IESCO Rawalpindi | A.E (T) Sub Division IESCO New Wah | 132 KV GSS Faqir abad (T-1) (20/26 MVA) | Hazro | 012003 | Hazro | 19.11.2026 | 11:00 h | 13:00 h | For cleaning of Bus Coupler | Hazro, Bahudur Khan, Tarbeela Mor
[6 empty] | Nartopa | 012002 | Ghur Ghusti |  |  |  |  | Village Nartopa, Barazai & surroundings
[6 empty] | RadioaPak-2 | 012006 | Hatian |  |  |  |  | Radio Pakistan
[6 empty] | Darya Shareef | 012008 | Hazro |  |  |  |  | village Darya Shareef, Chichiya, Musa
[5 empty] | 132 KV GSS Faqir abad (T-2) (31.5/40 MVA) | GBC - III | 12016 | Hatian |  | 09:00 h | 14:00 h | Annual maintenance & protection testing of power transformer, transformer bays & 11 KV system | GBC Colony, GBHP Colony
[6 empty] | GBHP | 12018 | [5 empty] | GBC Colony, GBHP Colony
[6 empty] | Power Channel 1 | 12019 | [5 empty] | Power Channel
[6 empty] | Power Channel 2 | 12020 | [5 empty] | Power Channel
[6 empty] | Power Channel 3 | 012021 | [5 empty] | Power Channel
[6 empty] | Power Channel 4 | 012022 | [5 empty] | Power Channel
[6 empty] | Shahdair | 012013 | Hazro |  |  |  |  | Hazro, Sha dair, Malko.
[6 empty] | Assian Development Scheme | 012029 | [5 empty] | Khanzada Housing Society (Independent)
[6 empty] | Shinka (Barazai) | 012024 | Ghur Ghusti |  |  |  |  | Shinka village & surroundings
[6 empty] | Radio Pak-1 | 012005 | Hatian |  |  |  |  | Radio Pakistan
[6 empty] | Shamasabad | 012007 | [5 empty] | Shamsabad, Shadi Khan, Waisa
[6 empty] | Ghourghushti | 012009 | Ghur Ghusti |  |  |  |  | G.Gushti, Miskeen Abad
[6 empty] | Lawrancepure | 012004 | Hatian |  |  |  |  | Lawrancepur Textile Mills
[6 empty] | Hattian | 012010 | [5 empty] | Jatial, Saidan, Hattian
[6 empty] | Qazi Abad | 012001 | [5 empty] | Qazi Abad, Faqir Abad
[6 empty] | Waisa | 012014 | Shadi Khan |  |  |  |  | Kamil Pur, Musa, Malu Pind
[6 empty] | Miskeenabad | 012025 | Ghur Ghusti |  |  |  |  | Miskeenabad
[6 empty] | Musa | 012008 | Hazro |  |  |  |  | Musa, Sharni, Kolathi
16 | IESCO | GSO Circle IESCO Islamabad | SS&TL Division IESCO Rawalpindi | R.E Sub Division IESCO Chaklala | 132 KV GSS Chaklala (T-2) (31.5/40 MVA) | Jail Prk | 002516 | Chaklala | 21.11.2026 | 09:00 h | 14:00 h | Annual maintenance & protection testing of power transformer, transformer bays & 11 KV system | Bostan Rd, Walayat Cly, Gulraiz-I Dk. Chaudhrian, Khan Aevenu, Raja Azlam Cly, K.hyban-e-Tanveer, Ayub Cly, Yousaf Cly.
[6 empty] | Kot Jabbi | 002539 | [5 empty] | Gul Bahar Colony , Kot Jabbi
[6 empty] | SPD-2 | 002529 | [5 empty] | Independent
[6 empty] | PAF | 002509 | [5 empty] | Chakala Scheme-I, Rawaily Scheme 1,2 3 &4, Askari 8 & 9, Rehmatabad, Dk.Kashirmian
[6 empty] | 502 Workshop | 002540 | Adyala |  |  |  |  | 502 Work shop
[6 empty] | Gulzar e Quaid | 002532 | Gulzar-e Quaid |  |  |  |  | Gulzar-e-Quaid, Shah Khalid Cly. Dk Anwar Majistrate Cly & Surrounding Area.
[6 empty] | Nawaz Colony | 002542 | [5 empty] | Nawaz Colony, Shah Khalid Cly. Dk Anwar Majistrate Cly & Surrounding Area.
[6 empty] | Murree Brewery | 002511 | Jhanda |  |  |  |  | Bostan Colony & Surrounding
[6 empty] | MES | 002506 | [5 empty] | MES Installation (GE Air) Chaklala at Grid Station.
[6 empty] | Tehmasamabad | 002518 | Zafar ul Haq |  |  |  |  | Tehmasibabad, Chaklala Road, Dk.Ellahi Bux,,
17 | IESCO | GSO Circle IESCO Islamabad | SS&TL Division IESCO Rawalpindi | A.E (T) Sub Division IESCO Rawalpindi | 132KV GSS MES (T-2) (31.5/40 MVA) | GHQ | 107605 | R.A Bazar RWP | 22.11.2026 | 09:00 h | 14:00 h | Annual maintenance & protection testing of power transformer, transformer bays & 11 KV system | Defence
[6 empty] | Kiyani Road | 107604 | Tench Bhatta |  |  |  |  | Azizabad, Abid Majeed Road, Mughal Abad
[6 empty] | Army Flat | 107606 | R.A Bazar RWP |  |  |  |  | Defence
[6 empty] | N.I.A.S.R | 107619 | [5 empty] | Independent
[6 empty] | MH-1 | 107609 | Westridge |  |  |  |  | defence
[6 empty] | CMH-1 | 107608 | R.A Bazar RWP |  |  |  |  | Defence
[6 empty] | MH-2 | 107610 | Westridge |  |  |  |  | Defence
[6 empty] | Zeeshan Colony | 107612 | Misrial Road |  |  |  |  | Defence
[6 empty] | Canning Road | 107621 | Saddar |  |  |  |  | Canning Road
[6 empty] | Hospital Road | 107620 | [5 empty] | Hspital Road
[6 empty] | Haider Road | 107616 | [5 empty] | Haider Road
[6 empty] | NLC | 107618 | Tench Bhatta |  |  |  |  | Haider Road
18 | IESCO | GSO Circle IESCO Islamabad | SS&TL Division IESCO Rawalpindi | A.E (T) Sub Division IESCO Rawalpindi | 132 KV GSS Tarnol (T-2) (10/13 MVA) | Nogazi | 104901 | Tarnol | 23.11.2026 | 09:00 h | 14:00 h | Annual maintenance & protection testing of power transformer, transformer bays & 11 KV system | Fateh Jang Road, Pind Rahja, BBIAP and Village Dhuma.
[6 empty] | Mumtaz City | 104906 | [5 empty] | Mumtaz City (indepandant)
[6 empty] | Fizaia-II | 104904 | [5 empty] | Indepandent
[6 empty] | Ghandara City | 104913 | [5 empty] | Ghandara City
[6 empty] | Faisal Town -1 | 104915 | [5 empty] | Indepandant
[6 empty] | Bajnial-2 | 104911 | [5 empty] | Bajnial Village, university Town,Top City & surrounding
[6 empty] | Grace Land | 104907 | FatehJang urban |  |  |  |  | Independent
[5 empty] | 132 KV GSS Tarnol (T-1) (10/13 MVA) | F-17/1 | 106901 | Tarnol |  | 11:00 h | 13:00 h | Bus Coupler Maintenance | Tele Garden Housing Society
[6 empty] | F-17/2 | 106902 | [5 empty] | Tele Garden Housing Society
[6 empty] | Bajnial-1 | 106903 | [5 empty] | village Bajnial, Thallian, barket Chahan & surounding
[6 empty] | Top City | 104905 | [5 empty] | Indepandent
[6 empty] | Shalimar Town | 104912 | [5 empty] | Independent
[6 empty] | Fazaia-1 | 104902 | [5 empty] | indepandent
[6 empty] | Khudadad City | 104914 | [5 empty] | Independent
[6 empty] | Faisal Town-2 | 104916 | [5 empty] | indepandent
19 | IESCO | GSO Circle IESCO Islamabad | SS&TL Division IESCO Rawalpindi | A.E(T) Sub Division IESCO Rawalpindi | 132 KV GSS Adyala (T-3) (20/26 MVA) | P.G.H.S | 109109 | Adyala | 25.11.2026 | 09:00 h | 14:00 h | Annual maintenance & protection testing of power transformer, transformer bays & 11 KV system | Indepandent
20 | IESCO | GSO Circle IESCO Islamabad | SS&TL Division IESCO Rawalpindi | A.E (T) Sub Division IESCO Margalla | 132 KV GSS Margalla (T-3) (20/26 MVA) | Mushtaq Hussain | 083308 | Taxila | 26.11.2026 | 09;00 h | 14:00 h | Annual maintenance & protection testing of power transformer, transformer bays & 11 KV system | Banbola, Jalala
[6 empty] | Kala Khan | 083307 | Margalla |  |  |  |  | GT Road, Wahdat Colony
[6 empty] | P.M.C | 083305 | Wah Cantt |  |  |  |  | PM Colony , Model Town
[6 empty] | Faisal Hill-1 | 083310 | Margalla |  |  |  |  | Independent
[6 empty] | Faisal Hill-2 | 083311 | [5 empty] | Independent
21 | IESCO | GSO Circle IESCO Islamabad | SS&TL Division IESCO Rawalpindi | A.E (T) Sub Division IESCO Margalla | 132 KV GSS Bahter More(T-1) (20/26 MVA) | G Block | 112013 | Wah Cantt | 28.11.2026 | 09:00 h | 14:00 h | Annual maintenance & protection testing of power transformer, transformer bays & 11 KV system | G Block Society
[6 empty] | N Block | 112017 | [5 empty] | N Block Society
[6 empty] | Small Industries-1 | 112016 | [5 empty] | Industries, Punjab Industrial Estate.
[6 empty] | Multi Orchard | 112012 | [5 empty] | Multi Orchard
[6 empty] | Mix Industries | 112003 | Wah Cantt |  |  |  |  | Mix Industries
[6 empty] | Jhang | 112004 | Fateh Jang Urban |  |  |  |  | Jhang village & surrounding
[6 empty] | Wah Gen Hospital | 112018 | Wah Cantt |  |  |  |  | Wah Gen Hospital
21 | IESCO | GSO Circle IESCO Islamabad | SS&TL Division IESCO Rawalpindi | A.E (T) Sub Division IESCO Margalla | 132 KV GSS Bahter More(T-2) (20/26 MVA) | Model Town | 112001 | Wah Cantt | 28.11.2026 | 11:00 h | 13:00 h | For cleaning OF Bus Coupler | PM Colony , Model Town
[6 empty] | A-Block | 112009 | [5 empty] | New City Phase-2,
[6 empty] | I-Block | 112010 | [5 empty] | New City Phase-2,
[6 empty] | Kohistan Enclave | 112011 | [5 empty] | Kohistan Enclave
[6 empty] | Kashif Gul | 112002 | [5 empty] | Main G.T Road, Sadat Colony.
[6 empty] | Bhrama | 112005 | Hassan Abdal |  |  |  |  | Pathar Gar, Kot Sundki, Bhrama
[6 empty] | City Arcade | 112014 | Wah Cantt |  |  |  |  | City Arcade
[6 empty] | Barbaqi | 112015 | Hassan Abdal |  |  |  |  | Crusher plant.
22 | IESCO | GSO Circle IESCO Islamabad | SS&TL Division IESCO Rawalpindi | R.E Sub Division IESCO Chaklala | 132 KV GSS Chaklala (T-3) (31.5/40 MVA) | Jahangir Road | 002505 | Civil Line | 29.11.2026 | 09;00 h | 14:00 h | Annual maintenance & protection testing of power transformer, transformer bays & 11 KV system | Jhangir Road, Dh Chirgah Din, Railway Scheme -III & Iv,Supreme Court, & Sir Syed Cly.
[6 empty] | M.S.F | 002504 | Jhanda |  |  |  |  | Multy Storey Flats & Askari 1-5
[6 empty] | Rahimabad | 002541 | Chaklala |  |  |  |  | Chaklala Scheme -I, Rahim Abad, Dk, Kashmiyaran
[6 empty] | Takbeer-1 | 002543 | [5 empty] | Independent
[6 empty] | Khanna Road | 002517 | Gangal |  |  |  |  | Dk Gangal, Dk Shar Zaman KRL Road,AL-Noor Cly. & Babar Cly.
[6 empty] | C.N.C | 002524 | Jhanda |  |  |  |  | Chief Arny Staff House.
[6 empty] | Gulistan Colony | 002523 | Jhanda |  |  |  |  | Gulistan Cly Lane No.2 to 5.
[6 empty] | Topi Pump | 002515 | [5 empty] | Army House, Topi Pump Station.
[6 empty] | APHS | 2526 | Gulzar-e Quaid |  |  |  |  | Aiport Society Dk Anwar And Surrounding Area.
23 | IESCO | GSO Circle IESCO Islamabad | SS&TL Division IESCO Rawalpindi | R.E Sub Division IESCO Chaklala | 132 KV GSS Chaklala (T-4) (31.5/40 MVA) | RIC | 2534 | Civil Line | 29.11.2026 | 11:00 h | 13:00 h | For cleanng of Bus Coupler | Rawalpindi Cordiology Hospital
[6 empty] | Benazir Bhutto | 2531 | Sadiqabad |  |  |  |  | Rawalpindi General Hospital
[6 empty] | Chaklala Garisson | 2537 | Chaklala |  |  |  |  | 10-Corp, PAFWA, 501 Workshop, Desto Lab, DG ISI, General Rresidency.
[6 empty] | Gangal | 2512 | Gulzar-e Quaid |  |  |  |  | Gulzar-e-Quaid, Shah Khalid Cly. Dk Anwar Majistrate Cly & Surrounding Area.
[6 empty] | Makkah Chowk | 002535 | Chaklala |  |  |  |  | Makkah Chowk & surroundings
[6 empty] | Sector-4 | 002536 | Gulzar-e Quaid |  |  |  |  | Sector-4
[6 empty] | Humayun Road | 2525 | Jhanda |  |  |  |  | Humayoun Road, Askari-13, & 14, Askari-7 Dk.Nawaz.
[6 empty] | Rehmatabad-2 | 002530 | Chaklala |  |  |  |  | Al-Mumtaz Cly, Dk. Kala Khan, Banaris Cly, New Air Port Housing Society, Mazhar Abad
[6 empty] | Rawalpindi-3 | 2510 | Civil Line |  |  |  |  | Fatima Jinnah University, IESCO Complex, District Court, DCO office, Incom Tax Office, SSP office , Punjab House.
24 | IESCO | GSO Circle IESCO Islamabad | SS&TL Division IESCO Rawalpindi | A.E (T) Sub Division IESCO Margalla | 132 KV GSS Ahmedal (T-2) (10/13 MVA) | Ahmedal | 63102 | Khour | 30.11.2026 | 09:00 h | 12:00 h | Annual maintenance & protection testing of power transformer, transformer bays & 11 KV system | Ahmedal, Khour, Maghian, Faroz Wali
[6 empty] | Dhurnal | 63101 | [5 empty] | Dhurnal, Malal, Kamrial
[6 empty] | Khour | 63103 | [5 empty] | Ahmedal, Khour, company
[5 empty] | 132 KV GSS Ahmedal (T-3) (10/13 MVA) | Maqsood Shaheed | 063104 |  |  | 11:00 h | 14:00 h |  | Dhunal Nathian Kamriyal
[6 empty] | Kamrial | 063106 | [5 empty] | Kamrial, & surrounding
[6 empty] | Gulyal | 063105 | [5 empty] | Gulyal & surrounding
ANNUAL MAINTENACE SCHEDULE OF POWER TRANSFORMERS FOR THE MONTH OF 11-2026 UNDER SS&TL DIVISION IESCO Rajjar
1 | IESCO | GSO Islamabad | SS&TL Rajjar | Chakwal | 132KV Chakwal 31.5/40 MVA Power Transformer T-2 | K.S.M-II | 002209 | City | 02.11.2026 | 9:00 | 14:00 | Annual Maintenance | Kohinoor Spinning Mills Unit No. 2 Pindi
[6 empty] | Alqadir Mill | 002210 | Tariq (S) |  |  |  |  | Al-Qadir Textile Mills - Jhelum Road
[6 empty] | K.S.M- I | 002205 | City |  |  |  |  | Kohinoor Spinning Unit No. 1 Pindi Road
[6 empty] | PAF | 002215 | G.Abad |  |  |  |  | Area of Pakistan Air Force - Mureed Air e.
[6 empty] | KSM-3 | 002212 | Azher (S) |  |  |  |  | Kohinoor Spinning Mills Unit No. 3 Bhoun
[6 empty] | Alrizwan Mill | 002213 | Tariq (S) |  |  |  |  | ALRIZWAN TEXTILE MILLS
[6 empty] | Bhone | 002202 | Azher (S) |  |  |  |  | Bhoun, Thoa Humayoun, Khai, Rahna
2 |  |  |  |  | 132KV N.P Sethi 10/13 MVA Power Transformer T-1 | Sethi | 59701 | K. Khar | 03.11.2026 | 9:00 | 13:00 |  | KALAR KAHAR,KHAIRPUR,RANSIAL,CHUMBI,KHANDOWA,CHAK KHOSHI,KHOHAR BALA,
[6 empty] | Miani | 059704 | K. Khar |  |  |  |  | MIANI,WASNAL,JHAMRA,PAHAR KHAN,GHAI GUFFRAN WALA,MAKHIAL,BUCHAL KHURD
3 |  |  |  |  | 132KV N.P.Sethi 10/13 MVA Power Transformer T-2 | Padrar | - | Fesco |  | 12:00 | 14:00 |  | under FESCO
[6 empty] | Istaqlal camp | 059705 | K. Khar |  |  |  |  | ARMY ISTAQLAL CAMP AREA.
[6 empty] | PAF Kalar Khar | 059707 | K. Khar |  |  |  |  | INDEPENDENT ARMY FEEDER.
[6 empty] | Munara | 059702 | K. Khar |  |  |  |  | MUNARA, BUCHAL KALAN,SAR
[6 empty] | Dharukna | 059708 | K. Khar |  |  |  |  | Dharukna
4 |  |  |  | Mangla | 132 KV R.B.Mangla 10/13 MVA Power Transformer T-1. | Bhini | 012602 | Dina-1 | 05.11.2026 | 9:00 | 14:00 |  | XEN Mangla Wapda feeder
[6 empty] | Baral/MES-1 | 012601 | Dina-1 |  |  |  |  | MES/Army defence Area
[6 empty] | C.M.H/mes-2 | 012604 | Dina-1 |  |  |  |  | MES/Army defence Area
[5 empty] | 132 KV R.B.Mangla 10/13 MVA Power Transformer T-2 FOR BUS COUPLER. | Gadari | 012603 | Dina-2 |  | 12:00 | 14:00 |  | XEN Mangla Wapda feeder
Gaddari, Budhar, Dubal
MES/Army defence Area
Gaddari, Budhar, Dubal
MES/Army defence Area
5 | IESCO | GSO Islamabad | SS&TL Rajjar | Chakwal | 132KV Talagang 20/26 MVA Power Transformer T-1 | Talagang City | 102403 | City | 09.11.2026 | 9:00 | 14:00 | Annual Maintenance | Talagang City, Qadir Chwok , Jaffri Chow,
[6 empty] | Pera Fatyal | 102410 | Rural |  |  |  |  | Pera Fathial, Thoa Mehram Khan, Dhok
[6 empty] | Jhatla | 102401 | Rural |  |  |  |  | Vill; Jhatla, Dk; Patwari,, Kitchian, Kotera,
[6 empty] | Dharabi | 102402 | City |  |  |  |  | Village Dharabi, Village Nakka Kahoot,
[6 empty] | Moorat | 102411 | City |  |  |  |  | MOORAT, DK;JAMAL,DK; JANGLI.
[6 empty] | Kaloo | 102417 | City |  |  |  |  | Kaloo
[5 empty] | 132KV Talagang 20/26 MVA P/ower Transformer T-2 FOR BUS COUPLER. | Kot Srang | 102404 | Rural |  | 12:00 | 13:00 |  | Village Kot Sarang, Village Tehi, Village Pirra
[6 empty] | GPO Chowk | 102406 | City |  |  |  |  | Mian Bazar Talagang,Moh: Grid Station, Pindi
[6 empty] | Mogla | 102407 | Rural |  |  |  |  | Village Mogla, Dhok Daali, Village Dholar, D
[6 empty] | Dhok Pathan | 102409 | Rural |  |  |  |  | Dhok Pathan, Village Naraghi, Pindi Road.
[6 empty] | Madina Town | 102415 | City |  |  |  |  | Moh: Kachery, Bungla Noor Shah,THQ
[6 empty] | Dollar | 102416 | Rural |  |  |  |  | Dollar, Dokdali,Dotandi.
6 | IESCO | GSO Islamabad | SS&TL Rajjar | Chakwal | 132KV D.S.Bilawal 20/26 MVA Power Transformer T-1 | Sukka | 25911 | D.S.Bilawal | 10.11.2026 | 9:00 | 14:00 | Annual Maintenance | Sukka,Lati,Tibba, Tarhadda.
[6 empty] | Kot Shera | 25909 | D.S.Bilawal |  |  |  |  | Kot Qazi, Banjra, Kot Gullah, Chaki Shah
[6 empty] | Dhoke Ghazian | 25910 | D.S.Bilawal |  |  |  |  | Dok Muhammad Khan,Dhoke Ghazan,
[6 empty] | Sakasar | 25903 | Q.bad(Fesco |  |  |  |  | Under FESCO
[6 empty] | Kot Gullah | 25912 | D.S.Bilawal |  |  |  |  | Village Pichnand, Kot Shahmas, Village
7 |  |  |  |  | 132KV D.S.Bilawal 20/26 MVA Power Transformer T-2 | D.S.Bilawal | 25901 | D.S.Bilawal |  | 12:00 | 14:00 |  | D.S.Bilawal, Chakrala, Dhok Ghazan,
[6 empty] | Lawa | 25902 | D.S.Bilawal |  |  |  |  | Village Lawa, Chakki. Sheikh Jee,
[6 empty] | Dhurnal | 25907 | D.S.Bilawal |  |  |  |  | Dhurnal, Sukka, Banjra, Tarhada, Gattal.
[6 empty] | Pichnad | 25908 | Rural |  |  |  |  | Pichnad
[6 empty] | Dhurnaka | 25906 | D.S.Bilawal |  |  |  |  | Dhurnal, Sukka, Banjra, Tarhada, Gattal.
8 |  |  |  |  | 132 KV Tamman 20/26 MVA Power Transformer T-1. | Tamman | 72201 | Tamman | 11.11.2026 | 9:00 | 13:00 |  | Tamman, Jabi Shah Dilawar, Shah
[6 empty] | Budhial | 72210 | [5 empty] | Budhial
[6 empty] | wanhar | 72202 | Tamman |  |  |  |  | Village Wanhar, Village Bidher, Village Dhulli,
[6 empty] | Patwali | 72207 | Tamman |  |  |  |  | Patwali, Dhokmunian, Bidher, Misrial,
[6 empty] | Miyal | 72208 | Tamman |  |  |  |  | Dhokfatehshah,Dhokmusab, Mayal City
9 |  |  |  |  | 132 KV Tamman 10/13 MVA Power Transformer T-2. | Multan Khurd | 72203 | Tamman |  | 12:00 | 14:00 |  | Village Muttan Khurd, Village Noorpur,
[6 empty] | Dhermond | 72206 | [5 empty] | Dhermond
[6 empty] | Droot | 72205 | [5 empty] | Droot
[6 empty] | Khoian | 72209 | Tamman |  |  |  |  | Villagekhoian, Doke Khada, Doke Salary,
10 |  |  |  | Mangla | 132 KV R.B.Mangla 10/13 MVA Power Transformer T-2 . | Gadari | 012603 | Dina-2 | 13.11.2026 | 9:00 | 14:00 |  | Gadari
11 |  |  |  | Chakwal | 132 KV Dil Jabba 10/13 MVA Power Transformer T-1. | Shahpur Syedan | 132903 | Khanpur | 16.11.2026 | 9:00 | 13:00 |  | Shahpur Syedan
Shahpur Syedan
12 |  |  |  |  | 132 KV Dil Jabba 10/13 MVA Power Transformer T-2. | Khanpur City | 132901 | Khanpur |  | 12:00 | 14:00 |  | Khanpur City
[6 empty] | Jand Khanzada | 132902 | Khanpur |  |  |  |  | Jand Khanzada
13 |  |  |  |  | 132KV Kalar Kahar 10/13 MVA Power Transformer T-1 | Kalar Khar | 130801 | K. Khar | 17.11.2026 | 9:00 | 13:00 |  | AHAR,KHAIRPUR,RANSIAL,CHUMBI
[6 empty] | Sardhi | 130803 | K. Khar |  |  |  |  | MIANI,WASNAL,JHAMRA,PAHAR
14 |  |  |  |  | 132KV Kalar kahar 10/13 MVA Power Transformer T-2 FOR Panels | Khairpur | 130802 | K. Khar |  | 12:00 | 14:00 |  | MIANI,WASNAL,JHAMRA,PAHAR KHAN,GHAI GUFFRAN WALA,MAKHIAL,BUCHAL KHURD
15 |  |  |  |  | 132KV Padshahan 20/26 MVA Power Transformer T-2 | Syed Kasran | 079106 | Mandra | 19.11.2026 | 9:00 | 14:00 |  | Sang Kalan, Mohra Alho, Syed,
[6 empty] | Dhoda | 079105 | Khan Pur |  |  |  |  | Dhoda, Joor, Bhubhur,
[6 empty] | C.T.M | 079109 | Dudial-1 |  |  |  |  | Chakwal Textile Mills (C.T.M.) - .
[6 empty] | Mulhal Mughlan | 079101 | Khan Pur |  |  |  |  | Mulhal Mughlan, Padshahan
[6 empty] | Chakwal Steel | 079112 | Dudial-1 |  |  |  |  | Chakwal Steem Mill
[6 empty] | Dharogi Rajgan | 079113 | Khan Pur |  |  |  |  | Gujran,Topay,Potochi,Jandala,Gh
[6 empty] | Latifal | 079111 | Dudial-1 |  |  |  |  | Latifal, Mogla, Canal
16 | IESCO | GSO Islamabad | SS&TL Rajjar | Jhelum | 132KV Rajjar 20/26 MVA Power Transformer T-2 | Shamasabad | 047005 | S.A.Gir | 23.11.2026 | 9:00 | 14:00 | Annual Maintenance | Kotian Chappar, Shamasabad, Ourangabad,
[6 empty] | Khohar | 047004 | S.A.Gir |  |  |  |  | Simbly, khohar, Bhawanj, Sar Doke
[6 empty] | Chapran | 047011 | S.A.Gir |  |  |  |  | Kotian Chappar, Shamasabad, Ourangabad,
[6 empty] | Moh. Shaheedan | 047014 | S.A.Gir |  |  |  |  | May road , Wapada colony
17 |  |  |  |  | 132KV Sangohi 20/26 MVA Power Transformer T-2 | Sangohi | 126302 | Sangohi | 24.11.2026 | 9:00 | 14:00 |  | Sanghoi
[6 empty] | Naugran | 126306 | Cant:Jhelum |  |  |  |  | Naugran
[6 empty] | Chotala | 126303 | Sangohi |  |  |  |  | Chotala
[6 empty] | Pind Swika | 126307 | Sangohi |  |  |  |  | Pind Swika
18 |  |  |  | Chakwal | 132 KV Talagang 20/26 MVA Power Transformer T-3. | Malakwal | 102408 | T/Gang City | 25-11-2026 | 9:00 | 14:00 |  | Village Malikwal, Sadiabad
[6 empty] | Bilal Abad | 102405 | Rural |  |  |  |  | Village Bilalabad, Village Akwal,
[6 empty] | Akwal | 102413 | Rural |  |  |  |  | Akwal,Moh; Farooq A
[6 empty] | Tehi | 102414 | Rural |  |  |  |  | Tehi,Dudial,Peera Jangla,Nekka
[6 empty] | T. Mehram Khan | 102412 | Rural |  |  |  |  | Tho Meram Khan,Dk;
19 | IESCO | GSO Islamabad | SS&TL Rajjar | Chakwal | 132KV Chakwal 31.5/40 MVA Power Transformer T-3 | Chakral | 002221 | Tariq Shaheed | 26.11.2026 | 9:00 | 14:00 |  | Jabbar pur, sauabad,chakral, hudwal,choa c
[6 empty] | Muraid | 002201 | Ghazi Abad |  |  |  |  | Village Mureed, District Complex Chakwal,
[6 empty] | Islamia Chowk | 002223 | Main Bazar |  |  |  |  | Islamia Chowk,Mohallah Khawajgan, I
[6 empty] | Sarpak | 002208 | Main Bazar |  |  |  |  | Qazi Colony, Moh: Sargojra Gharbi &
[6 empty] | Main Bazar | 002214 | Main Bazar |  |  |  |  | Chappar Bazar, Hospital Road, Jhelum Road,
[6 empty] | Ara Bazar | 002218 | City Chakwal |  |  |  |  | Aara Bazar, Moh: Usmanabad, Jhelum
[6 empty] | Bharpur | 002222 | Azhar Shaheed |  |  |  |  | Dk;Bhoon,Dk;Mial,Dk;Chapper,Malikpur,Ran
[6 empty] | Pinwal | 002224 | Tariq Shaheed |  |  |  |  | Pinwal
20 |  |  |  | Jhelum | 132 KV Sohawa 20/26 MVA Power Transformer T-2 | Ghouri Dhamaik | 125002 | Sohawa | 30.11.2026 | 9:00 | 14:00 | Annual Maintenance | Ghouri Dhamaik
[6 empty] | Main Bazazr | 125005 | [5 empty] | Main Bazazr
[6 empty] | Nai Khanga | 125004 | [5 empty] | Nai Khanga
[6 empty] | Karsal | 125007 | Rural |  |  |  |  | Karsal
ANNUAL MAINTENACE SCHEDULE OF POWER TRANSFORMERS FOR THE MONTH OF 12-2026 UNDER SS&TL DIVISION IESCO Islamabad
1 | IESCO | GSO Circle | SS&TL ISD | RE-Zero Point | Power Transformer T-3 (31.5/40 MVA) at 132KV GSS Zero Point | Following 11KV Feeders willl be affected |  |  | 05-12-2026 | 09:00 | 14:00 | Annual Maintenance
[6 empty] | HC-1 | 22322 | F-8 |  |  |  |  | Hospital PIMS
[6 empty] | Mauve Area G-9 | 22334 | G-9 |  |  |  |  | Portion of G-9/3 Sector
[6 empty] | G-9/2 | 22327 | G-9 |  |  |  |  | G-9/2
[6 empty] | G-9 MKZ | 22332 | G-9 |  |  |  |  | G-9 Markaz
[6 empty] | AIOU | 22335 | I-9 |  |  |  |  | Independent Univerity
[6 empty] | Suparco chowk | 22330 | G-7 |  |  |  |  | G-8/1, Passport Office
[6 empty] | PTCL | 22331 | G-7 |  |  |  |  | PTCL Independent
[6 empty] | Al-Noor/ Zia Masjid | 22342 | KHANA DAK |  |  |  |  | Tarali & khan bazar
[6 empty] | Neelam road | 22321 | G-9 |  |  |  |  | Sector G-9/3, FIA Head Quarter
[6 empty] | T&T | 22319 | G-7 |  |  |  |  | G-8/4, T&T Colony, I&T Center, G-8/2, G-8/M, News paper Press
[6 empty] | I-8/2 | 22336 | I-9 |  |  |  |  | Sector I-8/2
[6 empty] | I-8/3 | 22337 | I-9 |  |  |  |  | Sector I-8/2
[6 empty] | G-9/4 P.more | 22340 | G-9 |  |  |  |  | G-10/1
[6 empty] | NECOP | 22344 | I-9 |  |  |  |  | NECOP
[6 empty] | EVC-III | 22346 | I-9 |  |  |  |  | EVC-III
[6 empty] | EVC IV | 22347 | I-9 |  |  |  |  | EVC IV
2 | IESCO | GSO | SS&TL ISD | AE(T) No.II | Power Transformer T-3 (20/26 MVA) At 132KV GSS Nilore | Following 11KV Feeders willl be affected |  |  | 06-12-2026 | 9:00 | 14:00 | Annual Maintenance
[6 empty] | PARR-3 | 14726 | Nilore |  |  |  |  | PARR-3
[6 empty] | LINACP | 14723 | Nilore |  |  |  |  | LINACP
[6 empty] | PINSTECH-4 | 14724 | Nilore |  |  |  |  | PINSTECH-4
[6 empty] | PINSTECH-2 | 14707 | Nilore |  |  |  |  | PINSTECH-2
3 | IESCO | GSO Circle | SS&TL ISD | AE(T) No.II | Power Transformer T-1 (20/26 MVA) At 132KV GSS Kallar Syedan | following 11kv feedeers will be affect during this shutdown |  |  | 07-12-2026 | 9:00 | 14:00 | Annual Maintenance
[6 empty] | New Choa | 98105 | Chowa khalsa |  |  |  |  | New Choa
[6 empty] | Baba Shaheed | 98101 | Bewal |  |  |  |  | Baba Shaheed
[6 empty] | Chapper | 98107 | Bewal |  |  |  |  | Chapper
[6 empty] | Fazal Shaheed | 98103 | Chowa khalsa |  |  |  |  | Fazal Shaheed
4 | IESCO | GSO Circle | SS&TL ISD | AE(T) No.2 | Power Transformer T-2 (20/26 MVA) At 132KV GSS Kallar Syedan | Following 11KV Feeders willl be affected |  |  | 07-12-2026 | 12:00 | 13:00 | Bus Coupler Maintenance
[6 empty] | Kambli Sadiq | 98102 | Kallar |  |  |  |  | Kambli Sadiq
[6 empty] | Kallar City | 98104 | Kallar |  |  |  |  | Kallar City
[6 empty] | Duberan | 98106 | Kallar |  |  |  |  | Duberan
[6 empty] | Mal Awan | 98108 | Bewal |  |  |  |  | Mal Awan
5 | IESCO | GSO Circle | SS&TL ISD | AE(T) No.2 | Power Transformer T-2 (20/26 MVA) At 132KV GSS Kallar Syedan | following 11kv feedeers will be affect during this shutdown |  |  | 08-12-2026 | 09;00 | 14:00 | Annual Maintenance
[6 empty] | Kambli Sadiq | 98102 | Kallar |  |  |  |  | Kambli Sadiq
[6 empty] | Kallar City | 98104 | Kallar |  |  |  |  | Kallar City
[6 empty] | Duberan | 98106 | Kallar |  |  |  |  | Duberan
[6 empty] | Mal Awan | 98108 | Bewal |  |  |  |  | Mal Awan
6 | IESCO | GSO Circle | SS&TL ISD | AET-No.1 | 132KV GSS Kahuta City Power Transformer T-1 (20/26 MVA) | Following 11KV Feeders willl be affected |  |  | 09-12-2026 | 11:00 | 13:00 | Bus Coupler Maintenance
[6 empty] | Hanif Shaheed | 9007 | Kahuta |  |  |  |  | Mohalla Arra, Club Cly, Chakkian , Pind Mallkan, Dedocha, Mughal etc.
[6 empty] | Ibrar Shaheed | 9008 | Kallar Syedan |  |  |  |  | Bhalkar, Thai, Dhaniam & Chountra
[6 empty] | Ghazan Khan | 9009 | Nara Mator |  |  |  |  | Bamnial, Nara Beor, Lehri, Koror & Khanlol.
[6 empty] | Nahr | 9006 | Kahuta |  |  |  |  | Moh Chaint, Moh Arra, Saroot, Hothala, Aliot, Panyali, Bhoom, Chakkian Pind Malkan & Mughal Parri
[6 empty] | KRL | 9003 | Kahuta |  |  |  |  | KRL Cly Kahuta
[6 empty] | Lehtrar | 9005 | Kahuta |  |  |  |  | Punjar Chowk & Village Lethrar
7 | IESCO | GSO Circle | SS&TL ISD | AET-No.1 | 132KV GSS Kahuta City Power Transformer T-2 (20/26 MVA) | Following 11KV Feeders willl be affected |  |  | 09-12-2026 | 09:00 | 14:00 | Annual Maintenance
[6 empty] | Khawaja | 9004 | Kallar Syedan |  |  |  |  | Dk Ellahi Bux, Chanam, Blakhar, Loona, Sadiot
[6 empty] | Nara mator | 9002 | Nara Mator |  |  |  |  | Mohallah Grid Station Battla , Mohrwara, Asloha, Mermyan, Nara Matore.
[6 empty] | Kahuta city | 9001 | Kahuta |  |  |  |  | Kahuta City, Nathot, Tirkhian, Naral Sangoot, Ari Syed , Chak
[6 empty] | Panjar | 9010 | Nara Mator |  |  |  |  | Kotli Road Kahuta, Toaiali, Baroota, Jandi
[6 empty] | Kahuta City-2 | 9011 | Kahuta |  |  |  |  | Kahua city Ari Seidan ,Thrikhian, Nathoot
8 | IESCO | GSO Circle | SS&TL ISD | AET-No.2 | 31.5/40MVA Power Transformer T-2 at 132KV GSS Taramari | Following 11KV Feeders willl be affected |  |  | 10-12-2026 | 09:00 | 14:00 | Annual Maintenance
[6 empty] | Chata Bakhtawar | 105507 | Tarlai |  |  |  |  | Chattah Bakhtawar and surrounding
[6 empty] | Comsatik | 105508 | Tarlai |  |  |  |  | Comsats University
[6 empty] | CM Pak | 105509 | Barakao Urban |  |  |  |  | CM PK Zong
[6 empty] | Khana East | 105510 | KHANA DAK |  |  |  |  | Khana & Surrounding
[6 empty] | Rehra | 105511 | Barakao Urban |  |  |  |  | Village Rehra & Surrounding
[6 empty] | Ghori garden | 105513 | Tarlai |  |  |  |  | Ghori garden
[6 empty] | khana -2 | 105514 | Gangal |  |  |  |  | khana -2
[6 empty] | Azad Shaheed | 105512 | Tarlai |  |  |  |  | Azad Shaheed
[6 empty] | Khund Rajgan | 105522 | Tarlai |  |  |  |  | Khund Rajgan
[6 empty] | Sharif abad | 105521 | Tarlai |  |  |  |  | Sharif abad
9 | IESCO | GSO | SS&TL ISD | AE(T)No.I | Power Transformer T-3 (31.5/40MVA ) At 132KV GSS I-10 | Following 11KV Feeders willl be affected |  |  | 12-12-2026 | 09:00 | 14:00 | Annual Maintenance
[6 empty] | PTV-2 | 6415 | I-9 |  |  |  |  | PTV-2 (Independent)
[6 empty] | Industrial-1 | 6409 | I-9 |  |  |  |  | Modern Steel No2, Shaheen Pipe
[6 empty] | Katarian | 6416 | F-Block |  |  |  |  | New Katarian,F-Block, Dinna Hardo, and Surrounding Area
[6 empty] | Warid Telecom | 6439 | I-9 |  |  |  |  | Sector G-10/3
[6 empty] | Holy Family | 6418 | F-Block |  |  |  |  | Hospital Holy Family Independent
[6 empty] | New United Steel | 6419 | I-10 |  |  |  |  | Zia Steel Mill (New United Steel)
[6 empty] | M.Hussain Steel | 6427 | I-10 |  |  |  |  | M. Hussain Steel Independent
[6 empty] | Industrial-2 | 6422 | I-9 |  |  |  |  | Ithad Steel, Fazal Steel, Nafees Floor Mill, Sihala Floor Mill, Victory Pipe.
[6 empty] | Fazal Steel Mill | 6429 | I-9 |  |  |  |  | Fazal-e-Rebar (Independent)
[6 empty] | MG Steel Mill | 6440 | I-9 |  |  |  |  | Some portion of G-9/1 & G-9/2
[6 empty] | Itahad Steel | 6430 | I-9 |  |  |  |  | Ittehad Steel Independent
[6 empty] | Industrial -3 | 6431 | I-9 |  |  |  |  | Islamabad Floor Mill, Rastagar, Victory Pipe
[6 empty] | EVC-2 | 6441 | I-9 |  |  |  |  | EVC-2
10 | IESCO | GSO Circle | SS&TL ISD | AE(T) No.2 | Power Transformer T-4 (10/13 MVA) at 132KV GSS G-5 | Following 11KV Feeders willl be affected |  |  | 13-12-2026 | 09:00 | 14:00 | Annual Maintenance
[6 empty] | USA-B | 75023 | F-6 |  |  |  |  | USA-B
[6 empty] | USA-A | 75022 | F-6 |  |  |  |  | USA-A
[6 empty] | USA-C | 75024 | F-6 |  |  |  |  | USA-C
[6 empty] | Old USA Embassy | 75019 | F-6 |  |  |  |  | Old USA Embassy
11 | IESCO | GSO | SS&TL ISD | R.E I-8 | Power Transformer T-1 (20/26 MVA ) At 132KV GSS Gangal | Following 11KV Feeders willl be affected |  |  | 14-12-2026 | 09:00 | 14:00 | Annual Maintenance
[6 empty] | Japan Road | 110901 | Rawat |  |  |  |  | Japan Road
[6 empty] | Koral | 110905 | KHANA DAK |  |  |  |  | Koral
[6 empty] | Jinnah Garden-1 | 110906 | Rawat |  |  |  |  | Jinnah Garden-1
[6 empty] | Jinnah Garden-2 | 110907 | Rawat |  |  |  |  | Jinnah Garden-2
[6 empty] | River Garden-2 | 110908 | Korang |  |  |  |  | River Garden-2
12 | IESCO | GSO | SS&TL ISD | R.E I-8 | Power Transformer T-2 (20/26 MVA ) At 132KV GSS Gangal | Following 11kv feeders will be affect during this shutdown |  |  | 14-12-2026 | 12:00 | 13:00 | Bus Coupler Maintenance
[6 empty] | Sawan Garden-1 | 110902 | Korang |  |  |  |  | Sawan Garden-1
[6 empty] | Sawan Garden-2 | 110903 | Korang |  |  |  |  | Sawan Garden-2
[6 empty] | River Garden | 110904 | Korang |  |  |  |  | River Garden
[6 empty] | UC-Road | 110908 | KHANA DAK |  |  |  |  | UC-Road
[6 empty] | JANDALA | 110910 | RAWAT |  |  |  |  | JANDALA
13 | IESCO | GSO | SS&TL ISD | R.E I-8 | Power Transformer T-2 (20/26 MVA ) At 132KV GSS Gangal | Following 11KV Feeders willl be affected |  |  | 15-12-2026 | 09:00 | 14:00 | Annual Maintenance
[6 empty] | Sawan Garden-1 | 110902 | Korang |  |  |  |  | Sawan Garden-1
[6 empty] | Sawan Garden-2 | 110903 | Korang |  |  |  |  | Sawan Garden-2
[6 empty] | River Garden | 110904 | Korang |  |  |  |  | River Garden
[6 empty] | UC-Road | 110908 | KHANA DAK |  |  |  |  | UC-Road
[6 empty] | JANDALA | 110910 | RAWAT |  |  |  |  | JANDALA
14 | IESCO | GSO Circle | SS&TL ISD | AE(T) No.2 | Power Transformer T-1 (20/26 MVA) at 132KV GSS Gulberg | Following 11KV Feeders willl be affected |  |  | 16-12-2026 | 9:00 | 14:00 | Annual Maintenance
[6 empty] | Gulberg-8 | 116601 | Nilore |  |  |  |  | Gulberg-8
[6 empty] | Gulberg-5 | 116602 | Nilore |  |  |  |  | Gulberg-5
[6 empty] | Gulberg-9 | 116604 | Nilore |  |  |  |  | Gulberg-9
[6 empty] | Gulberg-7 | 116603 | Nilore |  |  |  |  | Gulberg-7
[6 empty] | Residencia-17 | 116605 | Nilore |  |  |  |  | Residencia-17
[6 empty] | OPF | 116607 | Nilore |  |  |  |  | O.P.F
[6 empty] | RIU | 116606 | Nilore |  |  |  |  | R.I.U
15 | IESCO | GSO Circle | SS&TL ISD | AE(T) No.2 | Power Transformer T-2 (20/26 MVA) at 132KV GSS Gulberg | Following 11KV Feeders willl be affected |  |  | 16-12-2026 | 12:00 | 13:00 | Bus Coupler Maintenance
[6 empty] | AJ Mall | 116608 | Nilore |  |  |  |  | Gulberg-8
[6 empty] | KARAKORAM | 116609 | Nilore |  |  |  |  | Gulberg-5
[6 empty] | ARENA & Heights | 116610 | N/A |  |  |  |  | ARENA & Heights
16 | IESCO | GSO Circle | SS&TL ISD | AE(T) No.2 | Power Transformer T-2 (20/26 MVA) at 132KV GSS Gulberg | Following 11KV Feeders willl be affected |  |  | 17-12-2026 | 9:00 | 14:00 | Annual Maintenance
[6 empty] | AJ Mall | 116608 | Nilore |  |  |  |  | Gulberg-8
[6 empty] | KARAKORAM | 116609 | Nilore |  |  |  |  | Gulberg-5
[6 empty] | ARENA & Heights | 116610 | N/A |  |  |  |  | ARENA & Heights
17 | IESCO | GSO Circle | SS&TL ISD | AE(T) No.I | Power Transformer T-1 (20/26 MVA) at 132KV GSS DHA Valley | Following 11KV Feeders willl be affected |  |  | 19-12-2026 | 9:00 | 14:00 | Annual Maintenance
[6 empty] | Sector -A | 126001 | RAWAT |  |  |  |  | Sector -A
[6 empty] | Sector-C | 126002 | RAWAT |  |  |  |  | Sector-C
[6 empty] | Askari Tower | 126004 | RAWAT |  |  |  |  | Askari Tower
[6 empty] | Sector -F | 126003 | RAWAT |  |  |  |  | Sector -F
[6 empty] | Feeder No.3 | 126006 | RAWAT |  |  |  |  | Feeder No.3
[6 empty] | Feeder No.4 | 126007 | RAWAT |  |  |  |  | Feeder No.4
[6 empty] | ARC-I | 126015 | RAWAT |  |  |  |  | ARC-I
18 | IESCO | GSO Circle | SS&TL ISD | AE(T) No.I | Power Transformer T-2 (20/26 MVA) at 132KV GSS DHA Valley | Following 11KV Feeders willl be affected |  |  | 19-12-2026 | 12:00 | 13:00 | Bus Coupler Maintenance
[6 empty] | Sector A-2 | 126008 | RAWAT |  |  |  |  | Sector A-2
[6 empty] | Sector B-2 | 126009 | RAWAT |  |  |  |  | Sector B-2
[6 empty] | Askari Hights(IV) | 126010 | RAWAT |  |  |  |  | Askari Hights(IV)
[6 empty] | SECTOR -D | 126011 | RAWAT |  |  |  |  | SECTOR -D
[6 empty] | Pine Hills-1 | 126012 | RAWAT |  |  |  |  | Pine Hills-1
[6 empty] | Commercial-I | 126013 | RAWAT |  |  |  |  | Commercial-I
[6 empty] | Commercial-II | 126014 | RAWAT |  |  |  |  | Commercial-II
19 | IESCO | GSO Circle | SS&TL ISD | AE(T) No.I | Power Transformer T-2 (20/26 MVA) at 132KV GSS DHA Valley | Following 11KV Feeders willl be affected |  |  | 20-12-2026 | 9:00 | 14:00 | Annual Maintenance
[6 empty] | Sector A-2 | 126008 | RAWAT |  |  |  |  | Sector A-2
[6 empty] | Sector B-2 | 126009 | RAWAT |  |  |  |  | Sector B-2
[6 empty] | Askari Hights(IV) | 126010 | RAWAT |  |  |  |  | Askari Hights(IV)
[6 empty] | SECTOR -D | 126011 | RAWAT |  |  |  |  | SECTOR -D
[6 empty] | Pine Hills-1 | 126012 | RAWAT |  |  |  |  | Pine Hills-1
[6 empty] | Commercial-I | 126013 | RAWAT |  |  |  |  | Commercial-I
[6 empty] | Commercial-II | 126014 | RAWAT |  |  |  |  | Commercial-II
20 | IESCO | GSO Circle | SS&TL ISD | AE(T) No.I | Power Transformer T-1 (31.5/40 MVA) at 132KV GSS RCCI-II | Following 11KV Feeders willl be affected |  |  | 21-12-2026 | 09:00 | 14:00 | Annual Maintenance
[6 empty] | RCCI-6 | 133401 | RAWAT |  |  |  |  | RCCI-6
[6 empty] | RCCI-7 | 133402 | RAWAT |  |  |  |  | RCCI-7
[6 empty] | RCCI-8 | 133403 | RAWAT |  |  |  |  | RCCI-8
21 | IESCO | GSO Circle | SS&TL ISD | AE(T) No.I | Power Transformer T-2 (31.5/40 MVA) at 132KV GSS RCCI-II | Following 11KV Feeders willl be affect during this shutdwon |  |  | 21-12-2026 | 12:00 | 13:00 | Bus Coupler Maintenance
[6 empty] | RCCI-9 | 133404 | RAWAT |  |  |  |  | RCCI-6
[6 empty] | RCCI-10 | 133405 | RAWAT |  |  |  |  | RCCI-7
[6 empty] | RCCI-11 | 133406 | RAWAT |  |  |  |  | RCCI-8
22 | IESCO | GSO Circle | SS&TL ISD | AE(T) No.I | Power Transformer T-2 (31.5/40 MVA) at 132KV GSS RCCI-II | Following 11KV Feeders willl be affected |  |  | 22-12-2026 | 09:00 | 14:00 | Annual Maintenance
[6 empty] | RCCI-9 | 133404 | RAWAT |  |  |  |  | RCCI-6
[6 empty] | RCCI-10 | 133405 | RAWAT |  |  |  |  | RCCI-7
[6 empty] | RCCI-11 | 133406 | RAWAT |  |  |  |  | RCCI-8
23 | IESCO | GSO Circle | SS&TL ISD | AE(T) No.1 | Power Transformer T-1 (10/13 MVA) at 132KV GSS Chaint | Following 11KV Feeders willl be affected |  |  | 23-12-2026 | 09:00 | 13:00 | Annual Maintenance
[6 empty] | Lehtrar | 103701 | Kahuta |  |  |  |  | Lehtrar
[6 empty] | Kror | 103704 | Nilore |  |  |  |  | Kror
[6 empty] | Blawara | 103703 | Patriata |  |  |  |  | Blawara
24 | IESCO | GSO Circle | SS&TL ISD | AE(T) No.1 | Power Transformer T-2 (10/13 MVA) at 132KV GSS Chaint | Following 11KV Feeders willl be affected |  |  | 23-12-2026 | 14:00 | 16:00 | Bus Coupler Maintenance
[6 empty] | Kotli Sattian | 103702 | Patriata |  |  |  |  | Kotli Sattian
25 | IESCO | GSO | SS&TL ISD | AE(T) No.II | Power Transformer T-1 (20/26MVA) At 132KV GSS Murree | Following 11KV Feeders willl be affected |  |  | 24-12-2026 | 09:00 | 14:00 | Annual Maintenance
[6 empty] | Pindi Point | 13707 | MRE-1 |  |  |  |  | Chita more, Numbal, Sehniw.
[6 empty] | Barriyan | 13706 | Jhega Gali |  |  |  |  | Barrian Camp,
[6 empty] | Public Health | 13709 | MRE-1 |  |  |  |  | Water supply schemes for Murree.
[6 empty] | Gharial | 13711 | Jhega Gali |  |  |  |  | M.I.T, Gharial Camp, Phagwari
[6 empty] | PAF | 13710 | Patriata |  |  |  |  | Pakistan Air Force
[6 empty] | Upper Topa | 13705 | Patriata |  |  |  |  | Kashmir Point, Ghora Phapril, Lower Topa
[6 empty] | Lora | 13703 | Lora |  |  |  |  | Feeding PESCO Area
[6 empty] | Patriata | 13712 | Patriata |  |  |  |  | Kotli Sattian, Vehgal, Patriata, Ban.
[6 empty] | Company Bagh | 13713 | MRE-1 |  |  |  |  | Bansra Gali, Company Bagh Treat.
[6 empty] | Cecil Resotor | 13714 | MRE-1 |  |  |  |  | Cecil flats
[6 empty] | Lora-2 | 13715 | Lora |  |  |  |  | Feeding PESCO Area
[6 empty] | MCM | 13716 | Jhega Gali |  |  |  |  | Military college Murree
[6 empty] | TDCP | 13717 | Patriata |  |  |  |  | Chairlift
26 | IESCO | GSO Circle | SS&TL ISD | AE(T) No.I | 132KV GSS G-9 Power Transformer T-1 (31.5/40 MVA) | Following 11KV Feeders willl be affected |  |  | 26-12-2026 | 09:00 | 14;00 | Annual Maintenance
[6 empty] | New G-9/1 | 122304 | G-9 |  |  |  |  | New G-9/1
[6 empty] | New F-9 Park | 122302 | F-8 |  |  |  |  | New F-9 Park
[6 empty] | New G-9 Markaz | 122313 | G-9 |  |  |  |  | New G-9 Markaz
[6 empty] | New G-9/2 | 122305 | G-9 |  |  |  |  | New G-9/2
[6 empty] | New G-9/3 | 122306 | G-9 |  |  |  |  | New G-9/3
[6 empty] | N. Karachi Comp: | 122311 | G-9 |  |  |  |  | N. Karachi Comp:
[6 empty] | New G-10/3 | 122310 | G-9 |  |  |  |  | New G-10/3
[6 empty] | F-10/1 | 122303 | F-8 |  |  |  |  | New Aziz Chowk
[6 empty] | G-10/4 | 122314 | G-9 |  |  |  |  | G-10/4
27 | IESCO | GSO Circle | SS&TL ISD | AE(T) No.I | 132KV GSS G-9 Power Transformer T-2 (31.5/40 MVA) | Following 11KV Feeders willl be affected |  |  | 26-12-2026 | 12:00 | 13:00 | Bus Coupler Maintenance
[6 empty] | F-8/1 | 122317 | G-9 |  |  |  |  | New G-10/2
[6 empty] | New G-10/2 | 122309 | G-9 |  |  |  |  | New G-10/1
[6 empty] | New G-10/1 | 122308 | G-9 |  |  |  |  | New G-9/4
[6 empty] | New G-9/4 | 122307 | G-9 |  |  |  |  | New G-9 Express
[6 empty] | New G-9 Express | 122312 | G-9 |  |  |  |  | New G-8/2
[6 empty] | New G-8/2 | 122301 | G-7 |  |  |  |  | New G-8/2
[6 empty] | G-10 Mkz | 122315 | G-9 |  |  |  |  | G-10 Mkz
[6 empty] | F-8 Mkz | 122316 | F-8 |  |  |  |  | F-8 Mkz
27 | IESCO | GSO Circle | SS&TL ISD | AE(T) No.I | 132KV GSS G-9 Power Transformer T-2 (31.5/40 MVA) | Following 11KV Feeders willl be affected |  |  | 27-12-2026 | 09;00 | 14:00 | Annual Maintenance
[6 empty] | F-8/1 | 122317 | G-9 |  |  |  |  | New G-10/2
[6 empty] | New G-10/2 | 122309 | G-9 |  |  |  |  | New G-10/1
[6 empty] | New G-10/1 | 122308 | G-9 |  |  |  |  | New G-9/4
[6 empty] | New G-9/4 | 122307 | G-9 |  |  |  |  | New G-9 Express
[6 empty] | New G-9 Express | 122312 | G-9 |  |  |  |  | New G-8/2
[6 empty] | New G-8/2 | 122301 | G-7 |  |  |  |  | New G-8/2
[6 empty] | G-10 Mkz | 122315 | G-9 |  |  |  |  | G-10 Mkz
[6 empty] | F-8 Mkz | 122316 | F-8 |  |  |  |  | F-8 Mkz
29 | IESCO | GSO | SS&TL ISD | AE(T) No.II | Power Transformer T-2 (20/26MVA) At 132KV GSS Murree | Following 11KV Feeders willl be affected |  |  | 29-12-2026 | 09:00 | 14:00 | Annual Maintenance
[6 empty] | Kohala | 13701 | Jhega Gali |  |  |  |  | Rawat, Osia, Dewal
[6 empty] | Sunny Bank | 13702 | MRE-1 |  |  |  |  | Cart Road, CMH, Caliden Camp,
[6 empty] | Kuldana | 13704 | MRE-1 |  |  |  |  | Mall Road, Kashmir Point, Masiary.
[6 empty] | PC | 13708 | Jhega Gali |  |  |  |  | PC Bhurban hotel
30 | IESCO | GSO | SS&TL ISD | AE(T) No.II | Power Transformer T-1 (20/26MVA) At 132KV GSS Murree | Following 11KV Feeders willl be affected |  |  | 29-12-2026 | 12:00 | 13:00 | Bus Coupler Maintenance
[6 empty] | Pindi Point | 13707 | MRE-1 |  |  |  |  | Chita more, Numbal, Sehniw.
[6 empty] | Barriyan | 13706 | Jhega Gali |  |  |  |  | Barrian Camp,
[6 empty] | Public Health | 13709 | MRE-1 |  |  |  |  | Water supply schemes for Murree.
[6 empty] | Gharial | 13711 | Jhega Gali |  |  |  |  | M.I.T, Gharial Camp, Phagwari
[6 empty] | PAF | 13710 | Patriata |  |  |  |  | Pakistan Air Force
[6 empty] | Upper Topa | 13705 | Patriata |  |  |  |  | Kashmir Point, Ghora Phapril, Lower Topa
[6 empty] | Lora | 13703 | Lora |  |  |  |  | Feeding PESCO Area
[6 empty] | Patriata | 13712 | Patriata |  |  |  |  | Kotli Sattian, Vehgal, Patriata, Ban.
[6 empty] | Company Bagh | 13713 | MRE-1 |  |  |  |  | Bansra Gali, Company Bagh Treat.
[6 empty] | Cecil Resotor | 13714 | MRE-1 |  |  |  |  | Cecil flats
[6 empty] | Lora-2 | 13715 | Lora |  |  |  |  | Feeding PESCO Area
[6 empty] | MCM | 13716 | Jhega Gali |  |  |  |  | Military college Murree
[6 empty] | TDCP | 13717 | Patriata |  |  |  |  | Chairlift
ANNUAL MAINTENACE SCHEDULE OF POWER TRANSFORMERS FOR THE MONTH OF 12-2026 UNDER SS&TL DIVISION IESCO Rawalpindi
1 | IESCO | GSO Circle IESCO Islamabad | SS&TL Division IESCO Rawalpindi | A.E(T) Sub Division IESCO Rawalpindi | 132 KV GSS Sowan (T-1) (20/26 MVA) | Jail Park-1 | 87407 | Korang | 02.12.2026 | 09:00 h | 14:00 h | Annual maintenance & protection testing of power transformer, transformer bays & 11 KV system | Gulraiz Phase-II to 6, Rasool Town, Noor Ellahi Cly, High Court Road.
[6 empty] | RCCI Expr | 87413 | Sowan RWP |  |  |  |  | Industrial Area
[6 empty] | Pindi Board | 87415 | Morgah |  |  |  |  | Rawalpindi Board
[6 empty] | F.F.Hospital | 87405 | [5 empty] | Fauji Foundation Hospital
[6 empty] | PEPSI | 87408 | Sowan |  |  |  |  | Pepsi Cola Factory
[6 empty] | Zaraj-II | 87423 | Rawat |  |  |  |  | independent
[6 empty] | Zeta Mall-1 | 87424 | [5 empty] | independent
2 | IESCO | GSO Circle IESCO Islamabad | SS&TL Division IESCO Rawalpindi | A.E (T) Sub Division IESCO Rawalpindi | 132 KV GSS KTM (T-3) (31.5/40 MVA) | Moderen Flour Mills | 008603 | Tarnol | 03.12.2026 | 09:00h | 14:00h | Annual maintenance & protection testing of power transformer, transformer bays & 11 KV system | Modern Flour Mill Industry.
[6 empty] | Millatabad | 008616 | Westridge |  |  |  |  | Misrial Road, Chour Chowk & surrounding Areas.
[6 empty] | Chakra | 008604 | Seham |  |  |  |  | Village Chakra, Bhatta Chowk and Karamabad
[6 empty] | New Race Course | 008622 | Westridge |  |  |  |  | Hali Road, St: 8-9-10, Najam Shaheed Road, Main Iqbal Road, Westridge Bazar, Valley Road and Race Course Road.
[6 empty] | Dhoke Chaudhrian | 008621 | [5 empty] | Lane No. 5,4, Jinnah Lane, Karam Dad Markeet, Kashmir Market Sadat Market and Afshan Colony.
[6 empty] | Dhoke Suleman | 008629 | Tarnol |  |  |  |  | Shamas Colony & surrounding
[6 empty] | Rang Road | 008627 | Seham |  |  |  |  | Range Road , Dhoke Gujran & surrounding Areas
[6 empty] | Zarkoon Heights | 008628 | Tarnol |  |  |  |  | Zarkoon Height Flates
3 | IESCO | GSO Circle IESCO Islamabad | SS&TL Division IESCO Rawalpindi | R.E Sub Division IESCO New Wah | 132KV GSS New Wah (T-2) (31.5/40 MVA) | Ahmed Nagar | 014632 | Hassan Abdal | 05.12.2026 | 09:00 h | 14:00 h | Annual maintenance & protection testing of power transformer, transformer bays & 11 KV system | Ahmed Nagar & Surrounding areas.
[6 empty] | KSB | 014605 | Wah Cantt |  |  |  |  | Indepandent.
[6 empty] | IslamPura | 014623 | Hassan Abdal |  |  |  |  | Khawaja Nagar, Hazara Road, Ahmed Din Road
[6 empty] | GODWAL – 2 | 014616 | Wah Cantt |  |  |  |  | Defence.
[6 empty] | GODWAL – 1 | 014615 | [5 empty] | Defence.
[6 empty] | COL. SHER KHAN | 014621 | Hassan Abdal |  |  |  |  | Gudwal, Shadman town, Sir Syed Colony, 26 Area
[6 empty] | LALA RUKH | 014622 | Wah Cantt |  |  |  |  | Lala Rukh, Asif Abad, Munir Abad
[6 empty] | HUSSAN ABAD | 014627 | Hassan Abdal |  |  |  |  | Crusher, Gudwal, Hussanabad
[6 empty] | Fazal Rebar & Steel | --- | [5 empty] | Independent.
4 | IESCO | GSO Circle IESCO Islamabad | SS&TL Division IESCO Rawalpindi | R.E S/Division IESCO New Wah | 132 KV GSS Taxila (T-2) (10/13 MVA) | HFF - 3 | 021204 | Independent | 06.12.2026 | 09:00 hrs | 14:00 hrs | Annual maintenance & protection testing of power transformer, transformer bays & 11 KV system | Defence
[6 empty] | HFF – 4 | 021205
[6 empty] | HMC – 1 | 021213
[5 empty] | 132 KV GSS Taxila (T-3) (10/13 MVA) | HMC – 2 | 021207
[6 empty] | HFF – 2 | 021203
[6 empty] | HFF- 1 | 021202
[6 empty] | HFF – 5 | 021206
5 | IESCO | GSO Circle IESCO Islamabad | SS&TL Division IESCO Rawalpindi | A.E (T) Sub Division IESCO Rawalpindi | 132 KV GSS Sowan (T-2) (31.5/40 MVA) | Sowan | 87404 | Sowan | 07.12.2026 | 09:00 h | 14:00 h | Annual maintenance & protection testing of power transformer, transformer bays & 11 KV system | Mix Industries & surounding
[6 empty] | AWHS-1 | 87402 | [5 empty] | DHA-Phase-1
[6 empty] | Park View | 87410 | Morgah |  |  |  |  | Morgah More, UNO Office.
[6 empty] | I.S.T | 87421 | Rawat |  |  |  |  | Institute of Space Technology (Independent)
[6 empty] | Zaraj-1 | 87411 | [5 empty] | Zaraj housing Society (Independent)
[6 empty] | Sarwar Shaheed | 87401 | Sowan |  |  |  |  | Mix Industries & surounding
[6 empty] | Walyat Complex | 87412 | [5 empty] | Walyat Complex & commercial Area.
6 | IESCO | GSO Circle IESCO Islamabad | SS&TL Division IESCO Rawalpindi | A.E(T) Sub Division IESCO Rawalpindi | 132 KV GSS Sowan (T-1) (20/26 MVA) | Jail Park-1 | 087407 | Korang | 07.12.2026 | 11:00 h | 13:00 h | For cleaning OF Bus Coupler | Gulraiz Phase-II to 6, Rasool Town, Noor Ellahi Cly, High Court Road.
[6 empty] | RCCI Expr | 087413 | Sowan RWP |  |  |  |  | Industrial Area
[6 empty] | Pindi Board | 087415 | Morgah |  |  |  |  | Rawalpindi Board
[6 empty] | F.F.Hospital | 087405 | [5 empty] | Fauji Foundation Hospital
[6 empty] | PEPSI | 087408 | Sowan |  |  |  |  | Pepsi Cola Factory
[6 empty] | Zaraj-II | 87423 | Rawat |  |  |  |  | independent
[6 empty] | Zeta Mall-1 | 87424 | [5 empty] | independent
7 | IESCO | GSO Circle IESCO Islamabad | SS&TL Division IESCO Rawalpindi | A.E (T) Sub Division IESCO Rawalpindi | 132 KV GSS KTM (T-2) (31.5/40 MVA) | Jhangi | 8608 | Tarnol | 09.12.2026 | 09:00 h | 14:00 h | Annual maintenance & protection testing of power transformer, transformer bays & 11 KV system | jhangi, Shaheen Abad, Tarnol, Pind Parian.
[6 empty] | Peshawar Road | 8612 | Westridge |  |  |  |  | Mehboob Line, Shabir Line, Line No.1,2,3,6
[6 empty] | P&T | 8610 | Tarnol |  |  |  |  | Faisal Colony, Dhoke Bhota, Shablaki.
[6 empty] | EME | 8615 | [5 empty] | EME collage, Malik abad, Mohammadi Town, KRL Flats
[6 empty] | Quaid e Azam | 8624 | [5 empty] | independent
[6 empty] | seham | 8618 | Seham |  |  |  |  | Dhoke Mustaqium, Usmania Colony, Qadria Colony, Pirwadhai More
[6 empty] | Raja Abad | 8619 | Pirwadhai |  |  |  |  | British Home, Qasim Abad, CMTI Collage, Islamabad Velly
8 | IESCO | GSO Circle IESCO Islamabad | SS&TL Division IESCO Rawalpindi | A.E (T) Sub Division IESCO Rawalpindi | 132 KV GSS KTM (T-1) (31.5/40 MVA) | Shamas Colony | 8626 | Tarnol | 09.12.2026 | 11:00 h | 13:00 h | For cleaning OF Bus Coupler | Shamas Colony
[6 empty] | Azharabad | 8620 | [5 empty] | Pind Paracha, Thala Sydian, Tarnol Village
[6 empty] | CWO | 8601 | [5 empty] | CWO
[6 empty] | Golra | 8605 | [5 empty] | Naseerabad, Awan Town and Dk: Qadir Bux.
[6 empty] | Charing Cross | 8602 | Westridge |  |  |  |  | Chour Chowk, Seham Road, St: 8 Qasim Market, Raja Akram Road Romi Lane Gulnar Cly..
[6 empty] | Westridge | 8613 | Pirwadhai |  |  |  |  | Westridge
9 | IESCO | GSO Circle IESCO Islamabad | SS&TL Division IESCO Rawalpindi | A.E(T) Sub Division IESCO Rawalpindi | 132KV GSS Al-Ghurair Giga Mall (T-1) (20/26 MVA) | DOWN TOWN | 124201 | Rawat | 10.12.2026 | 09:00 h | 14:00 h | Annual maintenance & protection testing of power transformer, transformer bays & 11 KV system | Down Town Giga,
[6 empty] | W.T.C | 124202 | [5 empty] | Giga Mall
10 | IESCO | GSO Circle IESCO Islamabad | SS&TL Division IESCO Rawalpindi | A.E (T) Sub Division Margalla | 132 KV GSS Fateh Jang (T-3) (20/26 MVA) | Jabbi | 27206 | Fateh Jang Rural | 12.12.2026 | 09:00 h | 14:00 h |  | Defence
[6 empty] | Sajjad Shaheed | 27211 | Fateh Jang Urban |  |  |  |  | Defence
[6 empty] | Microwave | 27203 | Fateh Jang Rural |  |  |  |  | Defence
[6 empty] | Maritime | 27212 | Fateh Jang Urban |  |  |  |  | Defence
[6 empty] | Khunda | 27202 | Fateh Jang Rural |  |  |  |  | Gulial, Sadqal, Gagan
[6 empty] | Fateh Jang | 27201 | [5 empty] | Taja Bara, Maghian Gali Jageer
[6 empty] | Kareema | 27208 | Fateh Jang Urban |  |  |  |  | Defence
[6 empty] | Horizone | 27219 | Fateh Jang Rural |  |  |  |  | Defence
[6 empty] | Gul M.Shaheed | 27213 | [5 empty] | Jabbi,Kisrian,Langer
11 | IESCO | GSO Circle IESCO Islamabad | SS&TL Division IESCO Rawalpindi | R.E S/Division IESCO New Wah | 132KV GSS Taxila (T-1) (20/26 MVA) | TAXILA | 021212 | Taxila | 13.12.2026 | 09:00 h | 14:00 h | Annual maintenance & protection testing of power transformer, transformer bays & 11 KV system | Taxila City
[6 empty] | S.S.SORI | 021217 | [5 empty] | Taxila City
[6 empty] | HARRO | 021216 | [5 empty] | Ehtaa, Usman kattar & surrounding
[6 empty] | BIOGHAR | 021222 | [5 empty] | Bioghar
[6 empty] | B.O.C | 021218 | Independent |  |  |  |  | Defence
[6 empty] | HMC – 3 | 021215 | Independent |  |  |  |  | Defence
[6 empty] | R/POULC | 021210 | Independent |  |  |  |  | Defence
[6 empty] | SALARGAH | 021223 | Taxila |  |  |  |  | Crush Machines
[6 empty] | SSD WAH(Army Brigade) | 021224 | Independent |  |  |  |  | Defence
[5 empty] | 132KV GSS Taxila (T-4) (20/26 MVA) | Eng University | 21201 | Independent |  |  |  |  | Eng University
[6 empty] | Ghori | 21219 | Taxila |  |  |  |  | Haro Nala, Bhoi Gar
[6 empty] | Nawazish Shaheed | 21221 | [5 empty] | HMC Road
[6 empty] | Nisar Shaheed | 21214 | Margalla |  |  |  |  | Meusum Road, Civil Hospital, Akbar Abad
[6 empty] | Musium | 21214 | [5 empty] | Meusum Road, Civil Hospital, Akbar Abad
[6 empty] | Margalla | 21211 | Taxila |  |  |  |  | Mohra Shah Wali Shah, HMC Road
[6 empty] | HMC Road | 21227 | [5 empty] | Taxila City,
[6 empty] | HMC3-II | 21226 | [5 empty] | independent
[6 empty] | Labour Complex | 21225 | [5 empty] | independent
12 | IESCO | GSO Circle IESCO Islamabad | SS&TL Division IESCO Rawalpindi | A.E (T) Sub Division IESCO New Wah | 132 KV GSS Attock (T-1) (20/26 MVA) | Teen Meela | 075113 | Attock City | 15.12.2026 | 09:00 h | 14:00 h | Annual maintenance & protection testing of power transformer, transformer bays & 11 KV system | New Town, Teen Meela & surrounding Areas.
[6 empty] | Fawara Chowk | 075103 | [5 empty] | Fawara Chowk, Attock City
[6 empty] | S.D.W | 075104 | [5 empty] | SDW Colony
[6 empty] | Attock Rural | 075101 | [5 empty] | Daknair, Jaba, Dhair, Ghoramar, Baugh Neelab & Surrounding Areas.
[6 empty] | S.D.W Colony | 075109 | [5 empty] | S.D.W Colony
[6 empty] | G.B.H.P-II | 075108 | [5 empty] | GBHP-II
[6 empty] | Shakardara | 075111 | [5 empty] | Peoples Colony, Shakar Dara & surrounding areas.
[5 empty] | 132 KV GSS Attock (T-2) (20/26 MVA) | AMIN ABAD | 075102 | Attock City |  |  |  |  | Amin abad, Moh. Shah Faisal, Bijli Garh & surrounding
[6 empty] | G.B.H.P – 1 | 075106 | [5 empty] | G.B.H.P Colony
[6 empty] | D.E.C | 075107 | [5 empty] | Defence
[6 empty] | Bagh e Nelab | 075114 | [5 empty] | Bagh e Nelab, Salargah village, Monghiwalli, Chuei Bangla, Theiri Chouhan.
[6 empty] | PEOPLE Colony | 075110 | [5 empty] | Peoples Colony, & surrounding areas.
[6 empty] | Mehria Town | 075115 | [5 empty] | Mehria Town Housing Society.
[6 empty] | MARRI | 075112 | [5 empty] | Marri Village & surrounding areas.
13 | IESCO | GSO Circle IESCO Islamabad | SS&TL Division IESCO Rawalpindi | A.E(T) Sub Division IESCO Rawalpindi | 132 KV GSS B-17 (T-1) (20/26 MVA) | BLOCK-A | 121803 | Margalla | 16.12.2026 | 09;00 h | 14:00 h | Annual maintenance & protection testing of power transformer, transformer bays & 11 KV system | Housing Society
[6 empty] | MPCHS C1 | 121808 | [5 empty] | Bolck- C1
[6 empty] | MPCHS C2 | 121809 | [5 empty] | Bolck- C2
[6 empty] | Capital Squre 1 | 121804 | [5 empty] | Capital Square-1
[6 empty] | Gulshan e Sehat | 121806 | [5 empty] | Gulshan e Sehat Society
[6 empty] | SARA-E-KHARBOZA | 121802 | [5 empty] | Sara-e-Kharboza, Dk. Abbasi, Johar Town & surrounding areas.
[6 empty] | J7-1 | --- | [5 empty] | J7-1 Plaza
[6 empty] | FMC-1 | 121811 | [5 empty] | Faisal Hill Housing Society
[5 empty] | 132 KV GSS B-17 (T-2) (20/26 MVA) | MPCHS B1 | 121810 | [5 empty] | Block- B1
[6 empty] | MPCHS B2 | 121807 | [5 empty] | Block- B2
[6 empty] | PIND PARRIAN | 121801 | [5 empty] | Village Pind Parrian, Dhoke Ali Asghar & surrounding areas.
[6 empty] | FMC-2 | 121812 | [5 empty] | Faisal Hill Housing Society
[6 empty] | J7-2 | --- | [5 empty] | J7-2 Plaza
[6 empty] | Cabinet Division | 121813 | [5 empty] | Cabinet Division surrounding
[6 empty] | Capital Squre 2 | 121805 | [5 empty] | Capital Square-2
14 | IESCO | GSO Circle IESCO Islamabad | SS&TL Division IESCO Rawalpindi | A.E (T) Sub Division IESCO Rawalpindi | 132 KV GSS F-16 Islamabad (T-1) (20/26 MVA) | G-15 | 111401 | Tarnol | 17.12.2026 | 09:00 h | 14:00 h | Annual maintenance & protection testing of power transformer, transformer bays & 11 KV system | Khyban-e-Kashmir Peshawar Road
[6 empty] | G-15/1 | 111402 | [5 empty] | G-15/1
[6 empty] | Bhadana | 111404 | [5 empty] | Village Bhadana & Surrounding
[6 empty] | Eighteen | 111405 | [5 empty] | Eighteen Housing Society.
[6 empty] | G-15/4 | 111403 | [5 empty] | G-15/4
15 | IESCO | GSO Circle IESCO Islamabad | SS&TL Division IESCO Rawalpindi | A.E (T) Sub Division IESCO Margalla | 132 KV GSS Basal (T-1) (10/13 MVA) | Bhatiot | 103909 | Basal | 19.12.2026 | 09:00 h | 12:00 h | Annual maintenance & protection testing of power transformer, transformer bays & 11 KV system | Bhatiot, Pindi Sharhal, Namal
[6 empty] | Kisran | 103904 | [5 empty] | Kisran village & surroundings
[6 empty] | Chajjirmar | 103901 | [5 empty] | Chajimar
[5 empty] | 132 KV GSS Basal (T-2) (20/26 MVA) | Mianwala | 103908 | Basal |  | 11:00 h | 15:00 h |  | Talliada, Bajwal, Kisrian Sahwal, Kamal pur
[6 empty] | Mithial | 103907 | [5 empty] | Dk Rehmat, Pind Sultani, Domel
[6 empty] | Azeem Shaheed | 103902 | [5 empty] | Basal, Pindi Sharhal, Namal, Thtta,
[6 empty] | Hafiz Abad | 103905 | [5 empty] | Dk. gorakh, Pind Sultani mill, dk. Chakkar, Village Hafiz Abad, Dk. Ghari & surrounding
[6 empty] | Noor pur | 103906 | [5 empty] | Village Traggar, Village sabjhal, Village Ochral, Village Darchai, Village Noor pur & surrounding.
16 | IESCO | GSO Circle IESCO Islamabad | SS&TL Division IESCO Rawalpindi | R.E Sub Division IESCO Chaklala | 132 KV GSS Chaklala (T-3) (31.5/40 MVA) | Jahangir Road | 002505 | Civil Line | 20.12.2026 | 11:00 h | 13:00 h | For cleaning OF Bus Coupler | Jhangir Road, Dh Chirgah Din, Railway Scheme -III & Iv,Supreme Court, & Sir Syed Cly.
[6 empty] | M.S.F | 002504 | Jhanda |  |  |  |  | Multy Storey Flats & Askari 1-5
[6 empty] | Rahimabad | 002541 | Chaklala |  |  |  |  | Chaklala Scheme -I, Rahim Abad, Dk, Kashmiyaran
[6 empty] | Takbeer-1 | 002543 | [5 empty] | Independent
[6 empty] | Khanna Road | 002517 | Gangal |  |  |  |  | Dk Gangal, Dk Shar Zaman KRL Road,AL-Noor Cly. & Babar Cly.
[6 empty] | C.N.C | 002524 | Jhanda |  |  |  |  | Chief Arny Staff House.
[6 empty] | Gulistan Colony | 002523 | Jhanda |  |  |  |  | Gulistan Cly Lane No.2 to 5.
[6 empty] | Topi Pump | 002515 | [5 empty] | Army House, Topi Pump Station.
[6 empty] | APHS | 2526 | Gulzar-e Quaid |  |  |  |  | Aiport Society Dk Anwar And Surrounding Area.
17 | IESCO | GSO Circle IESCO Islamabad | SS&TL Division IESCO Rawalpindi | R.E Sub Division IESCO Chaklala | 132 KV GSS Chaklala (T-4) (31.5/40 MVA) | RIC | 2534 | Civil Line | 20.12.2026 | 11:00 h | 15:00 h | Annual maintenance & protection testing of power transformer, transformer bays & 11 KV system | Rawalpindi Cordiology Hospital
[6 empty] | Benazir Bhutto | 2531 | Sadiqabad |  |  |  |  | Rawalpindi General Hospital
[6 empty] | Chaklala Garisson | 2537 | Chaklala |  |  |  |  | 10-Corp, PAFWA, 501 Workshop, Desto Lab, DG ISI, General Rresidency.
[6 empty] | Gangal | 2512 | Gulzar-e Quaid |  |  |  |  | Gulzar-e-Quaid, Shah Khalid Cly. Dk Anwar Majistrate Cly & Surrounding Area.
[6 empty] | Makkah Chowk | 002535 | Chaklala |  |  |  |  | Makkah Chowk & surroundings
[6 empty] | Sector-4 | 002536 | Gulzar-e Quaid |  |  |  |  | Sector-4
[6 empty] | Humayun Road | 2525 | Jhanda |  |  |  |  | Humayoun Road, Askari-13, & 14, Askari-7 Dk.Nawaz.
[6 empty] | Rehmatabad-2 | 002530 | Chaklala |  |  |  |  | Al-Mumtaz Cly, Dk. Kala Khan, Banaris Cly, New Air Port Housing Society, Mazhar Abad
[6 empty] | Rawalpindi-3 | 2510 | Civil Line |  |  |  |  | Fatima Jinnah University, IESCO Complex, District Court, DCO office, Incom Tax Office, SSP office , Punjab House.
18 | IESCO | GSO Circle IESCO Islamabad | SS&TL Division IESCO Rawalpindi | A.E(T) Sub Division IESCO Rawalpindi | 132 KV GSS Chakri Road (T-1) (20/26 MVA) | Moorat | 120405 | Dhamiyal | 21.12.2026 | 09:00 h | 14:00 h | Annual maintenance & protection testing of power transformer, transformer bays & 11 KV system | Morrat, Thallian, Dk.Reka & surrounding
[6 empty] | Raniyal | 120403 | [5 empty] | Raniyal, Dk.Darzi, Pind Dadu and surrounding
[6 empty] | gulistan e Fatima | 120406 | [5 empty] | liaqat Colony, Lalarukh, Gulistan e Fatima colony.
[6 empty] | Kohalla | 120404 | [5 empty] | Kohalla Village, Mashrot Road
[6 empty] | F.J.W.U | 120408 | [5 empty] | independent
[5 empty] | 132 KV GSS Chakri Road (T-2) (20/26 MVA) | Hayal | 120407 | [5 empty] | Hayal Village, Banda Nakial, Dhamiyal Road.
[6 empty] | Girja-1 | 120402 | Quaid E Azam Colony |  |  |  |  | Girja Road, Mohra Chappar, Dk Kamah, Dk. samha
[6 empty] | Qureshiabad | 120401 | [5 empty] | Qureshiabad Colony, Maskeen Abad Colony, Habib Colony, christian Colony
19 | IESCO | GSO Circle IESCO Islamabad | SS&TL Division IESCO Rawalpindi | A.E (T) Sub Division Margalla | 132 KV GSS F/Jang (T-6) (20/26 MVA) | Bahter | 27204 | Fateh Jang Urban | 22.12.2026 | 09:00 h | 14:00 h | Annual maintenance & protection testing of power transformer, transformer bays & 11 KV system | Bahtar, Jhang, Karima
[6 empty] | Moorat | 27209 | [5 empty] | Khari Murat, Dk. Mian Lal Bango
[6 empty] | Qutbal | 27205 | [5 empty] | Qutbal, Hattar
[6 empty] | Laniwala | 27210 | Fateh Jang Rural |  |  |  |  | Laniwala, Kot Fatehjang
[6 empty] | Fateh Jang City-II | 27216 | Fateh Jang Urban |  |  |  |  | Fateh Jang City
[6 empty] | NESCOM | 27218 | Fateh jang Rural |  |  |  |  | Defense
[6 empty] | Gaggan | 27217 | [5 empty] | Gaggn village & surroundings
[5 empty] | 132 KV GSS F/Jang (T-4) (10/13 MVA) | TANAZA DAM | 27215 | Fateh jang Rural |  |  |  |  | Defence
20 | IESCO | GSO Circle IESCO Islamabad | SS&TL Division IESCO Rawalpindi | R.E Sub Division IESCO New Wah | 132 KV GSS New Wah (T-4) (31.5/40 MVA) | Poor Miana | 14608 | Mohra Chowk | 24.12.2026 | 09:00 h | 14:00 h | Annual maintenance & protection testing of power transformer, transformer bays & 11 KV system | Pourmiana, Budho, Garhi Afghana, Malpur
[6 empty] | Hassan Abdal | 14617 | Hassanabdal |  |  |  |  | Hassan Abdal, Hazara Road, Dk. Miskeen, GT Road H/Abdal
[6 empty] | Burhan | 14601 | [5 empty] | Mannunagr, Kachha Jallo & Sabazpeer
[6 empty] | Rashid Minhas | 14620 | Mohra Chowk |  |  |  |  | Vill: Lab, Islampur, Shahia, Jhari Kass
[6 empty] | Industerial Estate | 14625 | Wah Cantt |  |  |  |  | Consumer
[6 empty] | Munir Abad | 14628 | Mohra Chowk |  |  |  |  | Munir abad
[6 empty] | Ghari Afghan | 14626 | [5 empty] | Ghari Afghana, Taxila road
[5 empty] | 132 KV GSS New Wah T-3 (37.5/40 MVA) (132/66KV) |  |  | Independent |  |  |  |  | No area will be effected.
21 | IESCO | GSO Circle IESCO Islamabad | SS&TL Division IESCO Rawalpindi | A.E (T) Sub Division IESCO New Wah | 132 KV GSS PAC Kamra (T-1, 10/13 MVA) & (T-2, 10/13 MVA) | Consumer Grid Station |  | independent | 26.12.2026 | 09:00 h | 14:00 h | Annual maintenance & protection testing of power transformer, transformer bays & 11 KV system | Consumer Grid Station
22 | IESCO | GSO Circle IESCO Islamabad | SS&TL Division IESCO Rawalpindi | R.E New Islamabad int.Airport | 132 KV GSS New Islamabad Int Airport (T-2) (20/26 MVA) | Consumer Grid |  | independent | 27.12.2026 | 09:00 h | 14:00 h |  | Consumer Grid Station
23 | IESCO | GSO Circle IESCO Islamabad | SS&TL Division IESCO Rawalpindi | A.E(T) Margalla | 132 KV GSS Pindi Gheb (T-1) (10/13 MVA) | NAKA KLAN | 43206 | Pindi Gheb | 28.12.2026 | 09:00 h | 14:00 h | Annual maintenance & protection testing of power transformer, transformer bays & 11 KV system | Naka Klan & surrounding
[6 empty] | Pindigheb | 43203 | [5 empty] | P/Gheb City, Noshera,
[6 empty] | Ghrib Wal | 43202 | [5 empty] | Gharib Wal, Dhulian Village & surrounding
24 | IESCO | GSO Circle IESCO Islamabad | SS&TL Division IESCO Rawalpindi | A.E (T) Sub Division IESCO Margalla | 132 KV GSS Pindi Gheb (T-2) (10/13 MVA) | Muslim Town | 043210 | Pindi Gheb | 28.12.2026 | 11:00 h | 13:00 h | For cleaning OF Bus Coupler | City Pindi Ghgeb & surrounding
[6 empty] | 11KV O/G CITY | 043208 | [5 empty] | P/Gheb City, Noshera,
[6 empty] | O/G TOOT OIL | 043204 | [5 empty] | Toot Oil
[6 empty] | O/G KHARPA | 043209 | [5 empty] | Kharpa, Shahbaz Poor, Kanat & surrounding areas.
25 | IESCO | GSO Circle IESCO Islamabad | SS&TL Division IESCO Rawalpindi | A.E (T) Sub Division IESCO Margalla | 132 KV GSS Pindi Gheb (T-3) (10/13 MVA) | MALHOWALI OLD | 043201 | Pindi Gheb | 30.12.2026 | 09:00 h | 14:00 h | Annual maintenance & protection testing of power transformer, transformer bays & 11 KV system | Dandi Chakki, Kharpa, Dk. Sar Ganga Wali & surrounding
[6 empty] | Suny | 043207 | [5 empty] | Ikhlas, Ganga wali & Surrounding
26 | IESCO | GSO Circle IESCO Islamabad | SS&TL Division IESCO Rawalpindi | A.E (T) Sub Division IESCO Margalla | 132 KV GSS Pindi Gheb (T-2) (10/13 MVA) | Muslim Town | 043210 | Pindi Gheb | 30.12.2026 | 09:00 h | 14:00 h |  | City Pindi Ghgeb & surrounding
[6 empty] | 11KV O/G CITY | 043208 | [5 empty] | P/Gheb City, Noshera,
[6 empty] | O/G TOOT OIL | 043204 | [5 empty] | Toot Oil
[6 empty] | O/G KHARPA | 043209 | [5 empty] | Kharpa, Shahbaz Poor, Kanat & surrounding areas.
ANNUAL MAINTENACE SCHEDULE OF POWER TRANSFORMERS FOR THE MONTH OF 12-2026 UNDER SS&TL DIVISION IESCO Rajjar
1 | IESCO | GSO Islamabad | SS&TL Rajjar | Chakwal | 132KV Talagang 20/26 MVA P/ower Transformer T-2 | Kot Srang | 102404 | Rural | 02.12.2026 | 9:00 | 14:00 | Annual Maintenance | Village Kot Sarang, Village TN5:N21ehi, Village Pirra Jangla, Mirgan Pindi Road.
[6 empty] | GPO Chowk | 102406 | City |  |  |  |  | Mian Bazar Talagang,Moh: Grid Station, Pindi Road Talagang.
[6 empty] | Mogla | 102407 | Rural |  |  |  |  | Village Mogla, Dhok Daali, Village Dholar, Dhok Ujral, Village Misrial.
[6 empty] | Dhok Pathan | 102409 | Rural |  |  |  |  | Dhok Pathan, Village Naraghi, Pindi Road.
[6 empty] | Madina Town | 102415 | City |  |  |  |  | Moh: Kachery, Bungla Noor
[6 empty] | Dollar | 102416 | Rural |  |  |  |  | Dollar, Dokdali,Dotandi.
2 |  |  |  | Jhelum | 132KV Rajjar 20/26 MVA Power Transformer T-3 | Bolani | 47006 | Rajjar | 05.12.2026 | 9:00 | 14:00 |  | Bhawali, Dandi Dara, Bolani, Baisa
[6 empty] | Fatehpur | 47009 | S.A.Gir |  |  |  |  | Fateh Pur, Dk. Amral, Puran, Veerina
[6 empty] | keryala | 047008 | Rajjar |  |  |  |  | Gaddi Gurah, Karyala, Choa Jattan.
[6 empty] | Metro City | 47012 | Rajjar |  |  |  |  | Metro City
[6 empty] | Grand City | 47013 | Rajjar |  |  |  |  | Grand City
3 |  |  |  | Chakwal | 132KV Jatli 20/26 MVA Power Transformer T-1 | Raman | 007402 | Jatli | 07.12.2026 | 9:00 | 14:00 |  | Raman, Data Bhat, Devi,
[6 empty] | Bhangali | 007406 | Sukho |  |  |  |  | Bhangali, Bher Ratial, Jhongal,
[6 empty] | Adhi | 007405 | Daultala |  |  |  |  | Daultala, Adra Usmanzada,
[6 empty] | Nishan-e-Haider | 007408 | Jatli |  |  |  |  | Raman, Data Bhat, Devi,
[6 empty] | Sukho | 007403 | Sukho |  |  |  |  | Sukho, Dera Muslim, Monger,
[5 empty] | 132KV Jatli 20/26 MVA Power Transformer T-2 FOR BUS COUPLER | Daultala | 007401 | Daultala |  | 12:00 | 13:00 |  | Dhanda, , Ranotra, Mohra,
[6 empty] | C.B.Khan | 007404 | C. B. Khan |  |  |  |  | Shaikhpur, Dk Saydan,Dhok
[6 empty] | Krunmb Kaswal | 007410 | Sukho |  |  |  |  | Kuranb Kaswal , Muradi,,Kohia
[6 empty] | Bhair Kalyal | 007409 | Sukho |  |  |  |  | Ahdi, Narrali, Dhoong, Miana
[6 empty] | Daira Muslim | 007411 | Daultala |  |  |  |  | Daira Muslim
4 | IESCO | GSO Islamabad | SS&TL Rajjar | Jhelum | 132KV Dina 20/26 MVA Power Transformer T-1 | Mumtaz Shaheed | 046809 | Dina City | 09.12.2026 | 9:00 | 14:00 | Annual Maintenance | Nia Moh: Wokia Mohallah,
[6 empty] | M.RIAZ Shaheed | 046808 | Dina-1 |  |  |  |  | Chamala, Bora Jungla, Chak
[6 empty] | Bakrala | 046801 | Dina-2 |  |  |  |  | Loki,Pind ,Chokaha,Bakrala,Lo
[6 empty] | Chamala | 046810 | Dina-1 |  |  |  |  | Chamala, ak Akka, Dk. Awan,
[6 empty] | Khokhran | 46811 | Dina City |  |  |  |  | Khokhran
[6 empty] | Madu Kalas | 046805 | Dina-2 |  |  |  |  | Khana Boki, Chak Abdul Khaliq,
[5 empty] | 132KV Dina 31.5/40 MVA Power Transformer T-2 FOR BUS COUPLER | Capt; Nasir | 046802 | Dina-2 |  | 12:00 | 13:00 |  | Pandori, Saghri, Karoola,
[6 empty] | Col; Akram | 046806 | Dina City |  |  |  |  | Moh: Qureshian, Moh:
[6 empty] | Mangla Cantt | 046807 | Dina-1 |  |  |  |  | MES/Army Stand by Feeder
[6 empty] | Rohtas | 046803 | Dina-1 |  |  |  |  | Kotiam, Budala, Rohtas Fort,
[6 empty] | Dina City | 046804 | Dina City |  |  |  |  | Dina City, Nawababad,Chohan
5 |  |  |  | Chakwal | 132KV Jatli 20/26 MVA Power Transformer T-2 | Daultala | 007401 | Daultala | 10.12.2026 | 9:00 | 14:00 |  | Dhanda, , Ranotra, Mohra,
[6 empty] | C.B.Khan | 007404 | C B Khan |  |  |  |  | Shaikhpur, Dk Saydan,Dhok
[6 empty] | Krunmb Kaswal | 007410 | Sukho |  |  |  |  | Kuranb Kaswal , Muradi, ,
[6 empty] | Bhair Kalyal | 007409 | Sukho |  |  |  |  | Ahdi, Narrali, Dhoong, Miana
[6 empty] | Daira Muslim | 007411 | Daultala |  |  |  |  | Daira Muslim
6 |  |  |  | Jhelum | 132KV Jhelum 31.5/40 MVA Power Transformer T-2 | Kutchery | 7707 | Urban | 14.12.2026 | 9:00 | 14:00 |  | Aima, Jattan, DHQ JM, Kareem Pura, Islam Pura, Moh: Chistian, Katchery Rd
[6 empty] | Ajmal Shaheed | 7718 | Urban |  |  |  |  | Bilal Town, Chak Khasa, Thalianwala, Sikandar Town
[6 empty] | Sangohi | 7712 | Sangoi |  |  |  |  | Badloot, Daryala, Sanghoi, Chak Mehmda, Nara, Khinger
[6 empty] | P.T.C | 7715 | Rural |  |  |  |  | Pakistan Tabaco Company
[6 empty] | Akram (s) | 7719 | Civil line |  |  |  |  | Main Bazar, Bagh Moh:, Shomali Moh:, Khansama Moh:
[6 empty] | Nathwala | 7716 | Sangoi |  |  |  |  | Maloot, Khai Kotli, Chotala, Khurd, Bhamber
[6 empty] | Safdar (S) | 7722 | Sangoi |  |  |  |  | Jango, Gurah Saleem, Toor, Noorpur Baghian, Nathwala, Chotala.
[6 empty] | City Housing | 7728 | Rural |  |  |  |  | City Housing
7 |  |  |  |  | 132KV Dina 31.5/40 MVA Power Transformer T-2 | Capt; Nasir | 046802 | Dina-2 | 15.12.2026 | 9:00 | 14:00 |  | Pandori, Saghri, Karoola,
[6 empty] | Col; Akram | 046806 | Dina City |  |  |  |  | Moh: Qureshian, Moh:
[6 empty] | Mangla Cantt | 046807 | Dina-1 |  |  |  |  | MES/Army Stand by Feeder
[6 empty] | Rohtas | 046803 | Dina-1 |  |  |  |  | Kotiam, Budala, Rohtas Fort,
[6 empty] | Dina City | 046804 | Dina City |  |  |  |  | Dina City, Nawababad,Chohan
8 | IESCO | GSO Islamabad | SS&TL Rajjar | Jhelum | 132KV Jhelum 31.5/40 MVA Power Transformer T-3 | Jakkar | 007714 | Rural | 16.12.2026 | 9:00 | 14:00 | Annual Maintenance | Kountrilli, Chak Noor u Din, Sh:
[6 empty] | Chipboard | 007702 | Rural |  |  |  |  | Rathian, Bala Bhadial, Kala
[6 empty] | Kala Base | 007710 | Cantt |  |  |  |  | Kaka Gujran, Shamaspur,
[6 empty] | Chak Daulat | 007709 | Rural |  |  |  |  | Kala Gujran, Kharyala, Kool Pur,
[6 empty] | Industrial | 007721 | Rural |  |  |  |  | SIE Jhelum, Chip Board
[6 empty] | Bilal Town |  | urban |  |  |  |  | Bilal Town, Chak Khasa,
[6 empty] | COD Kala | 007724 | Rural |  |  |  |  | ARMY INDEPENDENT
[5 empty] | 132KV Jhelum 31.5/40 MVA Power Transformer T-4 FOR BUS COUPLER | Borian | 007726 | Rural |  | 12:00 | 13:00 |  | Borian
[6 empty] | (F-13) Garmala | 007713 | Cantt |  |  |  |  | (F-13) Garmala
[6 empty] | Sana Ullah Shaheed | 007711 | Cantt |  |  |  |  | Sana Ullah Shaheed
[6 empty] | C.M.H | 007723 | Cantt |  |  |  |  | C.M.H
[6 empty] | Kareem Pura |  | Urban |  |  |  |  | Kareem Pura
[6 empty] | Pukwal | 007720 | Rural |  |  |  |  | Pukwal
[6 empty] | Abbas Pura | 007727 | Rural |  |  |  |  | Abbas Pura
9 |  |  |  | Mangla | 132 KV L.B. Mangla 7.5 MVA Power Transformer T-1. | Mirpur-1 | 066901 | Chachian | 17.12.2026 | 9:00 | 14:00 |  | Bulk supply of AJK.
[6 empty] | MDRP | 066910 | Mangla Colony |  |  |  |  | Hamlet Moh;,Pubian,Moghar Colony.
[6 empty] | Hamlet | 066905 | Dina-1 |  |  |  |  | Hamlet Moh;,Pubian,Moghar Colony.
[6 empty] | Bong-1 | 066906 | P/H S/Yard |  |  |  |  | XEN Mangla WAPDA Feeder
[6 empty] | Power House | 066904 | P/H S/Yard |  |  |  |  | Hamlet Moh;,Pubian,Moghar Colony
|  |  |  | Mangla | 132 KV L.B. Mangla 20/26 MVA Power Transformer T-2 FOR BUS COUPLER. | MIRPUR-2 | 066902 | Chachian |  | 12:00 | 14:00 |  | XEN MANGLA WAPDA
[6 empty] | MANGLA COLONY | 066903 | Wapda Mangla |  |  |  |  | XEN MANGLA WAPDA
[6 empty] | BONG NO.2 | 066907 | Chachian |  |  |  |  | XEN MANGLA WAPDA
[6 empty] | MIRPUR-3 | 066908 | Chachian |  |  |  |  | Bulk supply of AJK
[6 empty] | MIRPUR-4 | 066909 | West Mirpur |  |  |  |  | Bulk supply of AJK
10 |  |  |  | Mangla | 132 KV L.B. Mangla 20/26 MVA Power Transformer T-2 | MIRPUR-2 | 066902 | Chachian | 22.12.2026 | 9:00 | 14:00 |  | XEN MANGLA WAPDA
[6 empty] | MANGLA COLONY | 066903 | Wapda Mangla |  |  |  |  | XEN MANGLA WAPDA
[6 empty] | BONG NO.2 | 066907 | Chachian |  |  |  |  | XEN MANGLA WAPDA
[6 empty] | MIRPUR-3 | 066908 | Chachian |  |  |  |  | Bulk supply of AJK
[6 empty] | MIRPUR-4 | 066909 | West Mirpur |  |  |  |  | Bulk supply of AJK
11 | IESCO | GSO Islamabad | SS&TL Rajjar | Chakwal | 132KV Pinanwal 10/13 MVA Power Transformer T-2 | Rawal | 058201 | Pinanwal | 23.12.2026 | 9:00 | 13;00 | Annual Maintenance | Rawal, Gharibwal, Sauwal, Samanwal,
[6 empty] | Sagarpur | 058202 | Pinanwal |  |  |  |  | Chak Mujahid Shumali, Karyala, Chak Shadi,
12 |  |  |  |  | 132KV Pinanwal 21/30 MVA Power Transformer T-3 | 132 KV G/Wal | … | ….. |  | 12:00 | 16;00 |  | Gharibwal Cement factory
13 |  |  |  | Mangla | 132KV Mirpur 31.5/40 MVA Power Transformer T-2 | City No.1 | 059402 | Mirpur City-2 | 24.12.2026 | 9:00 | 14:00 |  | Bulk Supply of AJK
[6 empty] | O.P.F | 059401 | Mirpur City-2 |  |  |  |  | Bulk Supply of AJK
[6 empty] | A.S.Mill | 059410 | open |  |  |  |  | Bulk Supply of AJK
[6 empty] | P.S.Mill | 059405 | Mirpur City-2 |  |  |  |  | Bulk Supply of AJK
[6 empty] | City Industrial | 059409 | Mirpur City-1 |  |  |  |  | Bulk Supply of AJK
[6 empty] | HPT Mirpur | 059413 | Open |  |  |  |  | Bulk Supply of AJK
[6 empty] | City-3 | 059407 | Mirpur City-1 |  |  |  |  | Bulk Supply of AJK
[6 empty] | Jatlan-2 | 059404 | Jatlan |  |  |  |  | Jatlan
14 |  |  |  |  | 132 KV Dudyal 20/26 MVA Power Transformer T-2 | Dudial City-2 | 091102 | Dadyal-1 | 29.12.2026 | 9:00 | 14:00 |  | Bulk supply of AJK
[6 empty] | Seikhan | 091105 | Sensa |  |  |  |  | Bulk supply of AJK
[6 empty] | Khattar Express | 091107 | Dadyal-2 |  |  |  |  | Bulk supply of AJK
[6 empty] | Onah Town-1 | 091108 | Dadyal-1 |  |  |  |  | Bulk supply of AJK
[6 empty] | Onah Town-2 | 091109 | Dadyal-1 |  |  |  |  | Bulk supply of AJK
15 |  |  |  |  | 132 KV N.C.Mirpur 20/26 MVA Power Transformer T-2 | Mangla Metal | 103205 | Jatlan | 31.12.2026 | 9:00 | 14:00 |  | Bulk supply of AJK
[6 empty] | Feeder-B | 103203 | Jatlan |  |  |  |  | Bulk supply of AJK
[6 empty] | Feeder-F | 103202 | Jatlan |  |  |  |  | Bulk supply of AJK
[6 empty] | Shahpur | 103206 | Jatlan |  |  |  |  | Bulk supply of AJK
ANNUAL MAINTENACE SCHEDULE OF POWER TRANSFORMERS FOR THE MONTH OF 01-2027 UNDER SS&TL DIVISION IESCO ISLAMABAD
1 | IESCO | GSO | SS&TL ISD | RE Zero point | Power Transformer T-2 (31.5/40MVA ) At 132KV GSS Zero Point | Following 11KV Feeders willl be affected |  |  | 02-01-2027 | 09:00 | 14:00 | Annual Maintenance
[6 empty] | G-8/1 | 22324 | F-8 |  |  |  |  | F-10/1 & F-10/4
[6 empty] | H-8 | 22325 | I-9 |  |  |  |  | FBISE, NIBAF, CITY SCHOOL
[6 empty] | Service Road East | 22333 | I-9 |  |  |  |  | Tarlai and surrounding areas
[6 empty] | G-8/4 | 22306 | F-6 |  |  |  |  | Blue Area (Fazal-e-Haq Rd Razia Sh Plaza to Khabar Plaza)
[6 empty] | ADBP | 22305 | G-7 |  |  |  |  | Independent
[6 empty] | Wapda Colony | 22304 | G-7 |  |  |  |  | G-7/1 & G-7/4, Newspaper press
[6 empty] | Aabpara | 22303 | G-6 |  |  |  |  | Sector G-6/1-1 & Aabpara Mkt, Newspaper Press
[6 empty] | CDA | 22302 | G-7 |  |  |  |  | Portion opf sector G-7/4
2 | IESCO | GSO | SS&TL ISD | RE Zero point | Power Transformer T-1 (31.5/40MVA ) At 132KV GSS Zero Point | Following 11KV Feeders willl be affected |  |  | 03-01-2027 | 09:00 | 14:00 | Annual Maintenance
[6 empty] | G-8 | 22326 | G-7 |  |  |  |  | T&T Colony, G-8/2, Tipu Market
[6 empty] | V.I.P | 22320 | F-6 |  |  |  |  | Exempted (Standby source for VIPs)
[6 empty] | Marvi | 22317 | G-7 |  |  |  |  | G-7/4, G-7/2, Sitra Mkt G-7/1
[6 empty] | Iqbal Town | 22314 | G-6 |  |  |  |  | vill:Sohan. Raja Imran
[6 empty] | Sitara Mkt | 22301 | G-7 |  |  |  |  | Sitra Mkt, G-7/1 ,G-7/2 & G-7/4
[6 empty] | High Way | 22315 | Khana Dak |  |  |  |  | New Shakrail , Khanna Dak, Sch-II, Tarlai Khurd
[6 empty] | Faisal Masjid | 22310 | F-8 |  |  |  |  | PORTION OF F-8/4, F-8/1 & F-8/3
[6 empty] | HC-2 | 22309 | F-8 |  |  |  |  | Hospital Complex
[6 empty] | G-8 MKZ | 22338 | G-7 |  |  |  |  | SECTOR G-8/3
[6 empty] | Ayub MKT | 22318 | F-8 |  |  |  |  | AYUB MKT. PORTION OF F-8/1, F-8/3 & F-8/4
[6 empty] | NPCC | 22323 | I-9 |  |  |  |  | NPCC (INDEPENDENT)
[6 empty] | Shifa | 22341 | I-9 |  |  |  |  | Shifa hospital independent
[6 empty] | H-8 Colony | 22339 | I-9 |  |  |  |  | Grid Colony
[6 empty] | EVC-I | 22345 | I-9 |  |  |  |  | EVC-I
3 | IESCO | GSO | SS&TL ISD | RE Zero point | Power Transformer T-2 (31.5/40MVA ) At 132KV GSS Zero Point | Following 11KV Feeders willl be affected |  |  | 03-01-2027 | 11:00 | 13:00 | Bus Coupler Maintenance
[6 empty] | G-8/1 | 22324 | F-8 |  |  |  |  | F-10/1 & F-10/4
[6 empty] | H-8 | 22325 | I-9 |  |  |  |  | FBISE, NIBAF, CITY SCHOOL
[6 empty] | Tarlai | 22333 | I-9 |  |  |  |  | Tarlai and surrounding areas
[6 empty] | G-8/4 | 22306 | F-6 |  |  |  |  | Blue Area (Fazal-e-Haq Rd Razia Sh Plaza to Khabar Plaza)
[6 empty] | ADBP | 22305 | G-7 |  |  |  |  | Independent
[6 empty] | Wapda Colony | 22304 | G-7 |  |  |  |  | G-7/1 & G-7/4, Newspaper press
[6 empty] | Aabpara | 22303 | G-6 |  |  |  |  | Sector G-6/1-1 & Aabpara Mkt, Newspaper Press
[6 empty] | CDA | 22302 | G-7 |  |  |  |  | Portion opf sector G-7/4
4 | IESCO | GSO | SS&TL ISD | AE(T) No.I | Power Transformer T-1 (31.5/40 MVA) At 132KV GSS Satellite Town | Following 11KV Feeders willl be affect during this shutdwon |  |  | 04-01-2027 | 09:00 | 14:00 | Annual Maintenance | Following 11KV Feeders willl be affect during this shutdwon
[6 empty] | Comm: Center | 95802 | F-Block |  |  |  |  | D.Block,B-Block,Commercial Market, 6Th Road And Surrounding Area.
[6 empty] | Farooq azam | 95806 | dhok kala khan |  |  |  |  | Service Road, Dhoke Kala Khan, Farooq Azam Road, and Surrounding Area
[6 empty] | 4th Road | 95804 | F-Block |  |  |  |  | Said Pur, B-Block, D-Block, Comm. Center, Dk Hayat & Surrounding Area.
[6 empty] | E.bloock | 95811 | F-Block |  |  |  |  | Said Pur Sakeem No 2, E-Block Kashmiri Cly. And Surrounding Area.
[6 empty] | Shaheed M. Din | 95818 | Muslim town |  |  |  |  | Khanna Road , Abdullah Majsid , Ayub Medical College , Mohallah Bhattian, Noora Road
[6 empty] | Abu bakar | 95825 | Ashgar Mal |  |  |  |  | Abu bakar
[6 empty] | Abul Rehman | 95828 | Chandni chowk |  |  |  |  | Abul Rehman
5 | IESCO | GSO | SS&TL ISD | AE(T) No.I | Power Transformer T-2 (31.5/40 MVA) At 132KV GSS Satellite Town | Following 11KV Feeders willl be affect during this shutdwon |  |  | 05-01-2027 | 09:00 | 14:00 | Annual Maintenance | Following 11KV Feeders willl be affect during this shutdwon
[6 empty] | 6th Road | 95827 | F-Block |  |  |  |  | 6th Road & Srounding Mkts
[6 empty] | B.Block | 95807 | Chandni chowk |  |  |  |  | D-Road,Murree Road, B. Block A.mall Scheme and Johrabad
[6 empty] | Malpur | 95809 | Chandni chowk |  |  |  |  | Dk.Babu Irfan, New Malpur Dubble Road And Surrounding Area.
[6 empty] | Shakrial | 95803 | Muslim town |  |  |  |  | Shakrial, New Service Road, Dhoke Kala Khan, Said Gul Road and surrounding area.
[6 empty] | J.M Road | 95814 | Babra bazar |  |  |  |  | Jamia Masjid Rd, Circular Road , Urdue Bazar etc
[6 empty] | C-Block | 95831 | sadiqabab |  |  |  |  | C-Block
[6 empty] | Ojri Camp | 95832 | sadiqabab |  |  |  |  | Ojri Camp
[6 empty] | Asghar Mall | 95805 | Ashgar Mal |  |  |  |  | Chah Sultan, Chaklala Road, Murree Road, A/Mall Road and Surrounding Area.
[6 empty] | T&T | 95810 | F-Block |  |  |  |  | T&T Exchange & surranding area
6 | IESCO | GSO | SS&TL ISD | AE(T) No.I | Power Transformer T-1 (31.5/40 MVA) At 132KV GSS Satellite Town | Following 11KV Feeders willl be affect during this shutdwon |  |  | 05-01-2027 | 12:00 | 13:00 | Bus Coupler Maintenance | Following 11KV Feeders willl be affect during this shutdwon
[6 empty] | Comm: Center | 95802 | F-Block |  |  |  |  | D.Block,B-Block,Commercial Market, 6Th Road And Surrounding Area.
[6 empty] | Farooq azam | 95806 | dhok kala khan |  |  |  |  | Service Road, Dhoke Kala Khan, Farooq Azam Road, and Surrounding Area
[6 empty] | 4th Road | 95804 | F-Block |  |  |  |  | Said Pur, B-Block, D-Block, Comm. Center, Dk Hayat & Surrounding Area.
[6 empty] | E.bloock | 95811 | F-Block |  |  |  |  | Said Pur Sakeem No 2, E-Block Kashmiri Cly. And Surrounding Area.
[6 empty] | Shaheed M. Din | 95818 | Muslim town |  |  |  |  | Khanna Road , Abdullah Majsid , Ayub Medical College , Mohallah Bhattian, Noora Road
[6 empty] | Abu bakar | 95825 | Ashgar Mal |  |  |  |  | Abu bakar
[6 empty] | Abul Rehman | 95828 | Chandni chowk |  |  |  |  | Abul Rehman
7 | IESCO | GSO | SS&TL ISD | AE(T)No.I | Power Transformer T-3 (31.5/40 MVA) At 132KV GSS Satellite Town | Following 11KV Feeders willl be affect during this shutdwon |  |  | 06-01-2027 | 09:00 | 14:00 | Annual Maintenance | Following 11KV Feeders willl be affect during this shutdwon
[6 empty] | Afandi Colony | 95808 | Chandni chowk |  |  |  |  | S/Abad,M.Town,Afandi Colony,And Surrounding Area.
[6 empty] | Said pur Road | 95801 | F-Block |  |  |  |  | Pindora,7th Road,Saidpur Road,B-Block and surrounding area
[6 empty] | Faizabad | 95813 | Chandni chowk |  |  |  |  | Shamasabad,Gulshan Dadan, Murree Road,Faizabad
[6 empty] | Sadiq abad | 95815 | Chandni chowk |  |  |  |  | Pindora,7th Road,Saidpur Road,B-Block and surrounding area
[6 empty] | Noor Muhamad Road | 95817 | Gangal |  |  |  |  | Khurram Cly, Behari Cly, Sohan Cly, Band Khanna Road, Service Road.
[6 empty] | Dhoke Khaba | 95821 | committee chowk |  |  |  |  | Dhoke Khabba , Committee Chowk, Dk Ellahi Bux
[6 empty] | Malk abad | 95812 | F-Block |  |  |  |  | Malk abad plaza
[6 empty] | Crickt Stadium | 95816 | Chandni chowk |  |  |  |  | Crickt Stadium
8 | IESCO | GSO Circle | SS&TL ISD | AE(T)No.I | Power Transformer T-4 (31.5/40 MVA) At 132KV GSS Satellite Town | Following 11KV Feeders willl be affect during this shutdwon |  |  | 07-01-2027 | 09:00 | 14:00 | Annual Maintenance | Following 11KV Feeders willl be affect during this shutdwon
[6 empty] | Shama abad | 95820 | Chandni chowk |  |  |  |  | Shamas Abad, Survey of Pakistan, Murree Rd
[6 empty] | National Mkt | 95822 | Chandni chowk |  |  |  |  | National Market, Asghar Mall, Asghar Mall Scheme & Surrounding area.
[6 empty] | Ghousia Colony | 95824 | F-Block |  |  |  |  | PTCL
[6 empty] | PTCL | 95823 | F-Block |  |  |  |  | PTCL Head office S/Town
[6 empty] | Haidry chowk | 95830 | F-Block |  |  |  |  | Independent
[6 empty] | Urology Center | 95829 | Chandni chowk |  |  |  |  | Urology Center
[6 empty] | Tariq Shaheed | 95826 | dhok kala khan |  |  |  |  | Tariq Shaheed
9 | IESCO | GSO | SS&TL ISD | AE(T) No.I | Power Transformer T-1 (20/26 MVA ) At 132KV GSS E-8 | Following 11KV Feeders willl be affect during this shutdwon |  |  | 09-01-2027 | 09:00 | 14:00 | Annual Maintenance | Following 11KV Feeders willl be affect during this shutdwon
[6 empty] | shaheen | 75509 | F-8 |  |  |  |  | PAF
[6 empty] | E-8 Navy | 75501 | F-8 |  |  |  |  | F-8, F-8/3 & Faisal Mosque
[6 empty] | NHQ | 75506 | F-8 |  |  |  |  | N.H.Q
[6 empty] | Silver OAKS | 75517 | F-8 |  |  |  |  | Silver Oaks
[6 empty] | NDC | 75503 | F-8 |  |  |  |  | N.D.U National Defense University
[6 empty] | NIC | 75504 | F-6 |  |  |  |  | NIC Building, Half Portion of F-7/1
[6 empty] | C. R flats | 75516 | F-8 |  |  |  |  | Centaurs Resident flats
[6 empty] | NHQ-2 | 75515 | F-8 |  |  |  |  | N.H.Q-2
10 | IESCO | GSO | SS&TL ISD | AE(T) No.I | Power Transformer T-2 (20/26 MVA ) At 132KV GSS E-8 | Following 11KV Feeders willl be affect during this shutdwon |  |  | 10-01-2027 | 09:00 | 14:00 | Annual Maintenance | Following 11KV Feeders willl be affect during this shutdwon
[6 empty] | PAF | 75507 | F-8 |  |  |  |  | PAF Complex
[6 empty] | Al Mustafa Tower | 75508 | F-8 |  |  |  |  | MUSTAFA TOWER , PARK TOWER
[6 empty] | E-7 | 75505 | F-6 |  |  |  |  | Sector E-7, Portion of F-7/3
[6 empty] | F-8/3 | 75502 | F-8 |  |  |  |  | F-8/3 & E-8 Portion
[6 empty] | Crotyial Hotel | 75510 | F-8 |  |  |  |  | Portion of F-8/Markza, F-8/1 & F-8/2
[6 empty] | Air UNI | 75511 | F-8 |  |  |  |  | Air University
[6 empty] | Madian MKT | 75512 | F-8 |  |  |  |  | F-8/2 PORTION /F-8/1 & F-8/3
[6 empty] | Abbasia MKt | 75513 | F-8 |  |  |  |  | F-8 MARKAZ / F-8/2 PORTION
[6 empty] | Centurus Shoping Mal | 75514 | F-8 |  |  |  |  | Centurus Shoping Mal
11 | IESCO | GSO | SS&TL ISD | AE(T) No.I | Power Transformer T-1 (20/26 MVA ) At 132KV GSS E-8 | Following 11KV Feeders willl be affect during this shutdwon |  |  | 10-01-2027 | 12:00 | 13:00 | bus Coupler Maintenance | Following 11KV Feeders willl be affect during this shutdwon
[6 empty] | shaheen | 75509 | F-8 |  |  |  |  | PAF
[6 empty] | E-8 Navy | 75501 | F-8 |  |  |  |  | F-8, F-8/3 & Faisal Mosque
[6 empty] | NHQ | 75506 | F-8 |  |  |  |  | N.H.Q
[6 empty] | Silver OAKS | 75517 | F-8 |  |  |  |  | Silver Oaks
[6 empty] | NDC | 75503 | F-8 |  |  |  |  | N.D.U National Defense University
[6 empty] | NIC | 75504 | F-6 |  |  |  |  | NIC Building, Half Portion of F-7/1
[6 empty] | C. R flats | 75516 | F-8 |  |  |  |  | Centaurs Resident flats
[6 empty] | NHQ-2 | 75515 | F-8 |  |  |  |  | N.H.Q-2
12 | IESCO | GSO | SS&TL ISD | AE(T) No.I | Power Transformer T-3 (31.5/40 MVA ) At 132KV GSS G-9 | Following 11KV Feeders willl be affected |  |  | 11-01-2027 | 09:00 | 14:00 | Annual Maintenance | follwing 11kv feeders/area will be effected durning shutdown
[6 empty] | KRL Hospital | 122318 | G-9 |  |  |  |  | KRL Hospital
[6 empty] | C-2 | 122319 | G-9 |  |  |  |  | C-2
[6 empty] | sukh chain | 122320 | F-8 |  |  |  |  | sukh chain
[6 empty] | Centoras hotel | 122322 | F-8 |  |  |  |  | Centoras hotel
[6 empty] | Mezan Bank | 122321 | G-7 |  |  |  |  | Mezan Bank
[6 empty] | Pak Land | 122323 | G-9 |  |  |  |  | Pak Land
[6 empty] | PIMS Hospital | 122324 | G-9 |  |  |  |  | PIMS Hospital
[6 empty] | R.T.O ( FBR) | 122325 | G-9 |  |  |  |  | R.T.O ( FBR)
13 | IESCO |  | Mandara |  | Power Transformer T-9 (20/26 MVA) 500KV GSS New Rawat | Following 11kv feeders will be affect during this shutdown |  |  | 12-01-2027 | 9:00 | 14:00 | Annaual Maintenance | Following 11KV Feeders willl be affect during this shutdwon
|  |  |  | Wadala |  | Relaince | 064501 | Wadala |  |  |  |  | Relaince
|  |  |  | c.b kHAN |  | Behal | 064507 | c.b kHAN |  |  |  |  | Behal
|  |  |  | mANDRA |  | Ghumti | 064512 | mANDRA |  |  |  |  | Ghumti
|  |  |  | wadala |  | IFM | 064511 | wadala |  |  |  |  | IFM
|  |  | Adyala | Adyala |  | Jrar camp | 064510 | Adyala |  |  |  |  | Jrar camp
14 | IESCO |  |  |  | Power Transformer T-10 (20/26 MVA) 500KV GSS New Rawat | Following 11kv feeders will be affect during this shutdown |  |  | 12-01-2027 | 12:00 | 13:00 | Bus Coupler Maintenance | Following 11KV Feeders willl be affect during this shutdwon
|  |  | Mandara | Wadala |  | Industrial | 064502 | Wadala |  |  |  |  | Industrial
|  |  | Rawat | Rawat. |  | Aamar | 064506 | Rawat. |  |  |  |  | Aamar
|  |  | Mandara | Wadala |  | Lab-2 | 064505 | Wadala |  |  |  |  | Lab-2
|  |  |  | Wadala |  | Lab-1 | 064504 | Wadala |  |  |  |  | Lab-1
|  |  |  | Wadala |  | Jhata Hathyal | 064503 | Wadala |  |  |  |  | Jhata Hathyal
15 | IESCO |  |  |  | Power Transformer T-10 (20/26 MVA) 500KV GSS New Rawat | Following 11kv feeders will be affect during this shutdown |  |  | 13-01-2027 | 9:00 | 14:00 | Annual Maintenance | Following 11KV Feeders willl be affect during this shutdwon
|  |  | Mandara | Wadala |  | Industrial | 064502 | Wadala |  |  |  |  | Industrial
|  |  | Rawat | Rawat. |  | Aamar | 064506 | Rawat. |  |  |  |  | Aamar
|  |  | Mandara | Wadala |  | Lab-2 | 064505 | Wadala |  |  |  |  | Lab-2
|  |  |  | Wadala |  | Lab-1 | 064504 | Wadala |  |  |  |  | Lab-1
|  |  |  | Wadala |  | Jhata Hathyal | 064503 | Wadala |  |  |  |  | Jhata Hathyal
16 | NTDC | Operation Circle ISD | Bharakaho | Bharakaho | Power Transformer T-4 at 220KV GSS University | Following 11KV Feeders willl be affect during this shutdwon |  |  | 14-01-2027 | 09:00 | 14:00 | Annaual Maintenance
[6 empty] | Bharakhao-1 | 89201 | Bharakhao |  |  |  |  | Bharakhao-1
[6 empty] | Athal | 89217 | Bharakhao |  |  |  |  | Athal
[6 empty] | Diplomatic | 89206 | Bharakhao |  |  |  |  | Diplomatic
[6 empty] | Bari imam | 89212 | Bharakhao |  |  |  |  | Bari imam
[6 empty] | Bharakhao-2 | 89219 | Bharakhao |  |  |  |  | Bharakhao-2
[6 empty] | Shahpur | 89218 | Bharakhao |  |  |  |  | Shahpur
[6 empty] | Mandla | 89208 | Bharakhao |  |  |  |  | Mandla
[6 empty] | Shadara | 89213 | Bharakhao |  |  |  |  | Shadara
[6 empty] | NCP | 89215 | Bharakhao |  |  |  |  | NCP
17 | NTDC | Operation Circle ISD | Bharakaho | Bharakaho | Power Transformer T-5 at 220KV GSS University | Following 11KV Feeders willl be affect during this shutdwon |  |  | 14-01-2027 | 12:00 | 13:00 | Bus Coupler Maintenance
[6 empty] | Galf City | 89216 | Bharakhao |  |  |  |  | Galf City
[6 empty] | NIC | 89210 | Bharakhao |  |  |  |  | NIC
[6 empty] | TNT | 89204 | Bharakhao |  |  |  |  | TNT
[6 empty] | Angori | 89214 | Bharakhao |  |  |  |  | Angori
18 | IESCO | GSO Circle | SS&TL ISD | AE(T) No.1 | Power Transformer T-3 (20/26 MVA ) At 132KV GSS E-8 | Following 11KV Feeders willl be affect during this shutdwon |  |  | 16-01-2027 | 09:00 | 14:00 | Annual Maintenance | Following 11KV Feeders willl be affect during this shutdwon
[6 empty] | F-8/2 | 75519 | F-8 |  |  |  |  | F-8/2
[6 empty] | F-8 | 75518 | F-8 |  |  |  |  | F-8
[6 empty] | Citize Club | 75521 | F-8 |  |  |  |  | Citize Club
[6 empty] | PAF-2 | 75520 | F-8 |  |  |  |  | PAF-2
[6 empty] | Bahira University | 75523 | F-8 |  |  |  |  | Bahira University
[6 empty] | PAF Hospital | 75522 | F-8 |  |  |  |  | PAF Hospital
[6 empty] | PAF Hospital B&C | 75524 | F-8 |  |  |  |  | PAF Hospital B&C
[6 empty] | PAF Falcon Mkt | 75525 | F-8 |  |  |  |  | PAF Falcon Mkt
[6 empty] | PNS Hafeez Hospital | 75526 | F-8 |  |  |  |  | PNS Hafeez Hospital
19 | IESCO | GSO Circle | SS&TL ISD | AE(T) Rawalakot | Power Transformer T-2 (10/13 MVA) at 132KV GSS Hajeera | Following 11KV Feeders willl be affect during this shutdwon |  |  | 17-01-2027 | 09:00 h | 14:00 H | Annual Maintenance | Follwing area will be afffect during this shutdwon
[6 empty] | Bhango | 48604 | Hajeera |  |  |  |  | Bulk Supply
[6 empty] | Hajeera | 48601 | Hajeera |  |  |  |  | Bulk Supply
[6 empty] | Saree | 48605 | Hajeera |  |  |  |  | Bulk Supply
[6 empty] | Mandhol-2 | 48603 | Hajeera |  |  |  |  | Bulk Supply
| IESCO | GSO Circle | SS&TL ISD | AE(T) Rawalakot | Power Transformer T-1 (20/26 MVA) at 132KV GSS Hajeera | Following 11KV Feeders willl be affect during this shutdwon |  |  | 18-01-2027 | 09:00 h | 14:00 h | Annual Maintenance | Follwing area will be afffect during this shutdwon
[6 empty] | Abbaspur | 48602 | Abaspur |  |  |  |  | Bulk Supply
[6 empty] | kahuta | 48607 | F.Kahuta |  |  |  |  | Bulk Supply
[6 empty] | Mandhol-1 | 48606 | Hajeera |  |  |  |  | Bulk Supply
20 | IESCO | GSO Circle | SS&TL ISD | AE(T) Rawalakot | Power Transformer T-2 (10/13 MVA) at 132KV GSS Hajeera | Following 11KV Feeders willl be affect during this shutdwon |  |  | 18-01-2027 | 12:00 h | 13:00 H | Bus Coupler Maintenance | Follwing area will be afffect during this shutdwon
[6 empty] | Bhango | 48604 | Hajeera |  |  |  |  | Bulk Supply
[6 empty] | Hajeera | 48601 | Hajeera |  |  |  |  | Bulk Supply
[6 empty] | Saree | 48605 | Hajeera |  |  |  |  | Bulk Supply
[6 empty] | Mandhol-2 | 48603 | Hajeera |  |  |  |  | Bulk Supply
21 | IESCO | GSO Circle | SS&TL ISD | AE(T) Rawalakot | Power Transformer T-3 (20/26 MVA) at 132KV GSS Rawalakot | Following 11KV Feeders willl be affected |  |  | 19-01-2027 | 09:00 h | 14:00 h | Annual Maitenance
[6 empty] | Rawalakot | 48401 | Khai Gala |  |  |  |  | Rawalakot
[6 empty] | Mang | 48403 | Thorar |  |  |  |  | Mang
[6 empty] | PWD | 48409 | rawalakot |  |  |  |  | PWD
[6 empty] | Paniola | 48402 | paniola |  |  |  |  | Paniola
[6 empty] | Shuja abad | 48405 | rawalakot |  |  |  |  | Shuja abad
22 | IESCO | GSO Circle | SS&TL ISD | AE(T) Rawalakot | Power Transformer T-2 (20/26 MVA) at 132KV GSS Rawalakot | Following 11KV Feeders willl be affected |  |  | 19-01-2027 | 11:00 h | 13:00 h | Bus Coupler Maintenance
[6 empty] | Rawalakot-2 | 48406 | rawalakot |  |  |  |  | Rawalakot-2
[6 empty] | KhaiGala | 48407 | Khai Gala |  |  |  |  | KhaiGala
[6 empty] | CMH 1 | 48404 | rawalakot |  |  |  |  | CMH 1
[6 empty] | CMH 2 | 48408 | rawalakot |  |  |  |  | CMH 2
[6 empty] | City-3 | 48410 | rawalakot |  |  |  |  | City-3
[6 empty] | Paniola Express | 48411 | paniola |  |  |  |  | Paniola Express
23 | IESCO | GSO Circle | SS&TL ISD | AE(T) Rawalakot | Power Transformer T-1 132/33KV (10/13MVA) at 132KV GSS Rawlakot | All 11KV feeders of 33KV GSS Mong will be afffected |  |  | 20-01-2027 | 09:00 h | 12:00 h | Annual Maitenance | 33KV GSS Mong will be affected.
[6 empty] | Mong City | 94501 | Rawalakot |  |  |  |  | MONG CITY
[6 empty] | Pathan Sher Khan | 94502 | Rawalakot |  |  |  |  | MONG PATTAN SHER KHAN
[6 empty] | Mong Kanchan | 94503 | Rawalakot |  |  |  |  | MONG KANCHAN
24 | IESCO | GSO Circle | SS&TL ISD | AE(T) Rawalakot | Power Transformer T-2 (20/26 MVA) at 132KV GSS Rawalakot | Following 11KV Feeders willl be affected |  |  | 20-01-2027 | 09:00 h | 14:00 h | Annual Maitenance
[6 empty] | Rawalakot-2 | 48406 | rawalakot |  |  |  |  | Rawalakot-2
[6 empty] | KhaiGala | 48407 | Khai Gala |  |  |  |  | KhaiGala
[6 empty] | CMH 1 | 48404 | rawalakot |  |  |  |  | CMH 1
[6 empty] | CMH 2 | 48408 | rawalakot |  |  |  |  | CMH 2
[6 empty] | City-3 | 48410 | rawalakot |  |  |  |  | City-3
[6 empty] | Paniola Express | 48411 | paniola |  |  |  |  | Paniola Express
25 | IESCO | GSO Circle | SS&TL ISD | AE(T) Rawalakot | Power Transformer T-1 (20/26 MVA) at 132KV GSS Plandri | Following 11KV Feeders willl be affected |  |  | 21-01-2027 | 09:00 h | 14:00 h | Annual Maitenance
[6 empty] | Thalian | 48503 | Plandri |  |  |  |  | Thalian
[6 empty] | Trarkhal | 48501 | Plandri |  |  |  |  | Trarkhal
[6 empty] | Baral | 48504 | Plandri |  |  |  |  | Baral
[6 empty] | Azad Patan | 48505 | Plandri |  |  |  |  | Azad Patan
26 | IESCO | GSO Circle | SS&TL ISD | AE(T) Rawalakot | Power Transformer T-2 (10/13 MVA) at 132KV GSS Plandri | Following 11KV Feeders willl be affected |  |  | 21-01-2027 | 12:00 h | 13:00 h | Bus Coupler Maintenance
[6 empty] | Plandri City | 48502 | Plandri |  |  |  |  | Plandri City
[6 empty] | Plandri City-2 | 48507 | Plandri |  |  |  |  | Plandri City-2
[6 empty] | Naliyan | 48508 | Plandri |  |  |  |  | Naliyan
[6 empty] | DHQ | 48509 | Plandri |  |  |  |  | DHQ
27 | IESCO | GSO | SS&TL ISD | RE 132KV GSS KRL | Power Transformer T-2 (20/26 MVA) At 132KV GSS Kahuta KRL |  |  |  | 23-01-2027 | 09:00 | 14:00. | Annual Maintenance
[6 empty] | 132KV Kahuta KRL | 8901 | [5 empty] | No are will be affect as 11KV feeders will be shfited on Power Transformer T-1 through Buscoupler
28 | IESCO | GSO | SS&TL ISD | RE 132KV GSS KRL | 10/13MVA Power Transformer T-3 at 132KV GSS Taramari | Following 11kv feeders will be affect during this shutdown |  |  | 24-01-2027 | 09:00 | 14:00 | Annual Maintenance
[6 empty] | Park Encl:1 | 105518 | Tarlai |  |  |  |  | Park Enclave-1
[6 empty] | PHA-1 | 105519 | Barakhao urban |  |  |  |  | PHA-1
[6 empty] | Isolation Hospital | 105520 | Barakhao urban |  |  |  |  | Isolation Hospital
[6 empty] | PHA-II | N/A | Barakhao urban |  |  |  |  | PHA-II
[6 empty] | Khadraper | 105523 | TARLAI |  |  |  |  | Khadraper
[6 empty] | Waris Haveli | 105524 | TARLAI |  |  |  |  | Waris Haveli
[6 empty] | Scheme-1 | 105525 | TARLAI |  |  |  |  | Scheme-1
[6 empty] | King Hammad Uni. | 105526 | TARLAI |  |  |  |  | King Hammad Uni.
[6 empty] | PARK Enclave-II | 105527 | TARLAI |  |  |  |  | PARK Enclave-II
[6 empty] | U.C 2 | N/A | KHANA DAK |  |  |  |  | UC-2
[6 empty] | I.T Park | 105528 | B/Kahu |  |  |  |  | I.T Park
29 | IESCO | GSO Circle | SS&TL ISD | AE(T) Rawalakot | Power Transformer T-1 (10/13 MVA) at 132KV GSS Trarkhal | Following 11KV Feeders willl be affected |  |  | 25-01-2027 | 09:00 h | 14:00 h | Annual Maitenance
[6 empty] | Baloch | 87001 | Baloch |  |  |  |  | Baloch
[6 empty] | Jandali | 87002 | Trarkhel |  |  |  |  | Jandali
[6 empty] | Phuljari | 87005 | Trarkhel |  |  |  |  | Phuljari
[6 empty] | Tangi Gali | 87004 | Trarkhel |  |  |  |  | Tangi Gali
30 | IESCO | GSO Circle | SS&TL ISD | AE(T) Rawalakot | Power Transformer T-3 (20/26 MVA) at 132KV GSS Khui Rarta | Following 11KV Feeders willl be affected |  |  | 26-01-2027 | 09:00 h | 14:00 | Annual Maitenance
[6 empty] | Bharat Gala | 92806 | Khui Ratta |  |  |  |  | Bulk Supply
[6 empty] | Darbar M Toti | 92807 | Khui Ratta |  |  |  |  | Bulk Supply
[6 empty] | Khui Ratta | 92801 | Khui Ratta |  |  |  |  | Bulk Supply
[6 empty] | Charhoi Exprss | 92805 | Charhoi |  |  |  |  | Bulk Supply
31 | IESCO | GSO Circle | SS&TL ISD | AE(T) Rawalakot | Power Transformer T-1 (20/26 MVA) at 132KV GSS Khui Rata | Following 11KV Feeders willl be affected |  |  | 26-01-2027 | 12:00 h | 13:00 h | Bus Coupler Maintenance
[6 empty] | Khui Ratta Express | 92808 | Khui Rata |  |  |  |  | Bulk Supply
[6 empty] | Charhoi Dongi | 92803 | Dongi |  |  |  |  | Bulk Supply
[6 empty] | Dana Behal | 92802 | Khui Rata |  |  |  |  | Bulk Supply
[6 empty] | Saree | 92804 | Khui Rata |  |  |  |  | Bulk Supply
32 | IESCO | GSO Circle | SS&TL ISD | AE(T) Rawalakot | Power Transformer T-2 (10/13 MVA) at 132KV GSS Khui Rarta | 33KV Fateh Pur Will be affect |  |  | 27-01-2027 | 09:00 h | 12:00 h | Annual Maitenance | 33KV Fateh Pur Will be affect
[6 empty] | 11 Kv O/G City | 103301 | Fatehpur |  |  |  |  | Bulk Supply
[6 empty] | Datot | 103306 | Fatehpur |  |  |  |  | Bulk Supply
[6 empty] | Jandrot | 103305 | Fatehpur |  |  |  |  | Bulk Supply
[6 empty] | Mohra | 103302 | Fatehpur |  |  |  |  | Bulk Supply
[6 empty] | Karala | 103304 | Fatehpur |  |  |  |  | Bulk Supply
33 | IESCO | GSO Circle | SS&TL ISD | AE(T) Rawalakot | Power Transformer T-1 (20/26 MVA) at 132KV GSS Khui Rata | Following 11KV Feeders willl be affected |  |  | 27-01-2027 | 09:00 h | 14:00 h | Annual Maitenance
[6 empty] | Khui Ratta Express | 92808 | Khui Rata |  |  |  |  | Bulk Supply
[6 empty] | Charhoi Dongi | 92803 | Dongi |  |  |  |  | Bulk Supply
[6 empty] | Dana Behal | 92802 | Khui Rata |  |  |  |  | Bulk Supply
[6 empty] | Saree | 92804 | Khui Rata |  |  |  |  | Bulk Supply
34 | IESCO | GSO Circle | SS&TL ISD | AE(T) Rawalakot | Power Transformer T-1 (10/13 0MVA) At 132KV GSS Bagh | Following 11KV Feeders willl be affected |  |  | 28-01-2027 | 09:00 h | 14:00 H | Annual Maintenance
[6 empty] | Numan Pura-2 | 104201 | Hari Ghel |  |  |  |  | Numan Pura-2
[6 empty] | Bagh No.2 | 104210 | Bagh |  |  |  |  | Bagh No.2
[6 empty] | Numan Pura | 104212 | Bagh |  |  |  |  | Numan Pura
[6 empty] | Dhuli No.1 | 104207 | Bagh |  |  |  |  | Dhuli No.1
[6 empty] | Numan Pura-3 | 104202 | Hari Ghel |  |  |  |  | Numan Pura-3
35 | IESCO | GSO Circle | SS&TL ISD | AE(T) Rawalakot | Power Transformer T-2 (10/13 0MVA) At 132KV GSS Bagh | Following 11KV Feeders willl be affected |  |  | 28-01-2027 | 12:00 h | 13:00 h | Bus Coupler Maintenance
[6 empty] | Hari Ghel | 104208 | Rehra |  |  |  |  | Hari Ghel
[6 empty] | Dhuli No.2 | 104211 | Rehra |  |  |  |  | Dhuli No.2
[6 empty] | Bagh No.1 | 104206 | Bagh |  |  |  |  | Bagh No.1
[6 empty] | Sudden Gali | 104209 | Bagh |  |  |  |  | Sudden Gali
[6 empty] | Kharal | 104204 | Bagh |  |  |  |  | Kharal
36 | IESCO | GSO Circle | SS&TL ISD | AE(T) Rawalakot | Power Transformer T-2 (10/13 0MVA) At 132KV GSS Bagh | Following 11KV Feeders willl be affected |  |  | 30-01-2027 | 09:00 h | 14:00 h | Annual Maintenance
[6 empty] | Hari Ghel | 104208 | Rehra |  |  |  |  | Hari Ghel
[6 empty] | Dhuli No.2 | 104211 | Rehra |  |  |  |  | Dhuli No.2
[6 empty] | Bagh No.1 | 104206 | Bagh |  |  |  |  | Bagh No.1
[6 empty] | Sudden Gali | 104209 | Bagh |  |  |  |  | Sudden Gali
[6 empty] | Kharal | 104204 | Bagh |  |  |  |  | Kharal
37 | IESCO | GSO Circle | SS&TL ISD | AE(T) No.II | Poewr Transformer T-1 (10/13)MVA at 132KV GSS Minhasa | Following 11KV Feeders willl be affected |  |  | 31-01-2027 | 09:00 h | 14:00 h | Annual Maintenance
[6 empty] | Dheer Kot | 79401 | Dheer kot |  |  |  |  | Dheer Kot
[6 empty] | chaman kot | 79402 | Dheer kot |  |  |  |  | chaman kot
[6 empty] | Dana Express | 79409 | Dhana |  |  |  |  | Dana Express
[6 empty] | DAHLA | 79411 | Jheka gali |  |  |  |  | DAHLA
[5 empty] | Poewr Transformer T-2 (10/13)MVA at 132KV GSS Minhasa | Following 11KV Feeders willl be affected |  |  | 31-01-2027 | 12:00 h | 13:00 h | Bus Coupler Maintenance
[6 empty] | Gujarkohal | 79412 | Dheerkot |  |  |  |  | Gujarkohal
[6 empty] | Minhasa Sohawa | 79406 | Dheer kot |  |  |  |  | Minhasa Sohawa
[6 empty] | Numble | 79405 | Jheka gali |  |  |  |  | Numble
[6 empty] | Birote | 79408 | Jheka gali |  |  |  |  | Birote
ANNUAL MAINTENACE SCHEDULE OF POWER TRANSFORMERS FOR THE MONTH OF 01-2027 UNDER SS&TL DIVISION IESCO RAWALPINDI
1 | IESCO | GSO Circle IESCO Islamabad | SS&TL Division IESCO Rawalpindi | R.E Sub Division IESCO New Wah | 132 KV GSS New Wah (T-1) | Lalazar | 14607 | Wah Cantt | 03.01.2027 | 09:00 h | 14:00 h | Annual maintenance & protection testing of power transformer, transformer bays & 11 KV system | Lala ZAr, Gulshan Colony, Shah WAli Colony
[6 empty] | P.O.F (E) | 14610 | Independent |  |  |  |  | Consumer Grid Station
[6 empty] | Khan Abad | 14619 | Wah Cantt |  |  |  |  | Khan Abad, Wah Model Town, Riasat Abad
[6 empty] | AWC Housing | 14624 | [5 empty] | AWC Housing Society
[6 empty] | Pattar Garh | 14609 | Hassanabdal |  |  |  |  | Pathar Gar, Kot Sundki
[6 empty] | HECO | 14604 | Independent |  |  |  |  | Consumer
[6 empty] | Khan Pur | 14606 | PESCO |  |  |  |  | PESCO
[6 empty] | Shahia | 14632 | Wah Cantt |  |  |  |  | Utmanabad, Jhari kass Shahia & surroundings
2 | IESCO | GSO Circle IESCO Islamabad | SS&TL Division IESCO Rawalpindi | A.E (T) Sub Division IESCO Rawalpindi | 132 KV GSS Bakramandi (T-1) | People Colony | 1022 | Tench Bhatta | 04.01.2027 | 09:00 h | 14:00 h | Annual maintenance & protection testing of power transformer, transformer bays & 11 KV system | T/Bazar, Gulshan-e-Zahir Colony, Dispensary Ground Hussain Street and Mohallah Hajian.
[6 empty] | Lalazar | 1005 | Tariqabad |  |  |  |  | Lalazar, Dk. Behar Shah, Sherzaman Cly, Tulsa Road.
[6 empty] | Qasim Base | 1023 | R.A Bazar |  |  |  |  | Defence
[6 empty] | Radio pakistan | 1006 | Kamalabad |  |  |  |  | Baraf Khana Chowk, Defence Colony, , Dk: Gujran Misrial Road and Muslimabad.
[6 empty] | Quaid e Azam Colony | 1003 | Quaid e Azam colony |  |  |  |  | Q.A Cly, Lakhan, Shah Jawan Cly, Chak Jalal Din, Chirstian Cly,Malik Abad Kashmir Colony etc.
3 | IESCO | GSO Circle IESCO Islamabad | SS&TL Division IESCO Rawalpindi | A.E (T) Sub Division IESCO Rawalpindi | 132 KV GSS Bakramandi (T-2) |  |  |  | 06.01.2027 | 09:00 h | 14:00 h | Annual maintenance & protection testing of power transformer, transformer bays & 11 KV system
[6 empty] | Jhawara | 1016 | R.A Bazar |  |  |  |  | Jhawaa, Wapda Cly, Snna Cly, Dhamial Aviationetc.
[6 empty] | Shahjevan | 1021 | Quaid e Azam colony |  |  |  |  | Q.A.Cly, Lakhan , Shah Jewan Cly, Chak Jalal Din.
[6 empty] | Azizabad | 1020 | Tench Bhatta |  |  |  |  | Kiani road,Abid Majid Rd and Mughlabad.
[6 empty] | Chungi No-22 | 1009 | R.A Bazar |  |  |  |  | Faisal Cly, Askari Street, Kalama Chowk, Tahli Mohri, GHQ, CMH, CSD etc.
[6 empty] | Cantt | 1002 | [5 empty] | Narozabad, Harley Street Lane No.1 to 10, Tahli Mohri, GHQ, CMH, CSD.
[6 empty] | Allama Iqbal | 1010 | Tench Bhatta |  |  |  |  | Jawad plaza, Garoti Stop, Moh. Dar-ul-Islam, Makki Masjid, Dk. Sayidian, Rawal Town & etc.
[6 empty] | Lalkurti | 1004 | Tariqabad |  |  |  |  | Dheri Hassan Abad, Sabzazar , Qazi Road, Harly Street ect.
4 | IESCO | GSO Circle IESCO Islamabad | SS&TL Division IESCO Rawalpindi | A.E (T) Sub Division IESCO Rawalpindi | 132 KV GSS Bakramandi (T-1) | People Colony | 1022 | Tench Bhatta | 06.01.2027 | 11:00 h | 13:00 h | Fo ncleaning of Bus Coupler | T/Bazar, Gulshan-e-Zahir Colony, Dispensary Ground Hussain Street and Mohallah Hajian.
[6 empty] | Lalazar | 1005 | Tariqabad |  |  |  |  | Lalazar, Dk. Behar Shah, Sherzaman Cly, Tulsa Road.
[6 empty] | Qasim Base | 1023 | R.A Bazar |  |  |  |  | Defence
[6 empty] | Radio pakistan | 1006 | Kamalabad |  |  |  |  | Baraf Khana Chowk, Defence Colony, , Dk: Gujran Misrial Road and Muslimabad.
[6 empty] | Quaid e Azam Colony | 1003 | Quaid e Azam colony |  |  |  |  | Q.A Cly, Lakhan, Shah Jawan Cly, Chak Jalal Din, Chirstian Cly,Malik Abad Kashmir Colony etc.
5 | IESCO | GSO Circle IESCO Islamabad | SS&TL Division IESCO Rawalpindi | A.E (T) Sub Division IESCO Rawalpindi | 132 KV GSS DHA-4 | 11KV Capt. Saad Bin Aamir Shaheed | 132101 | Morgah | 09.01.202 | 09:00 hrs | 14:00 hrs | Annual maintenance & protection testing of power transformer, transformer bays & 11 KV system | Independent
[6 empty] | 11KV Capt. Faad Khan Shaheed | 132102 | [5 empty] | Independent
[6 empty] | 11KV Lt. Tanveer Khawaja Shaheed | 132103 | [5 empty] | Independent
[6 empty] | 11KV Lt. Israr Ahmed Shaheed | 132104 | [5 empty] | Independent
[6 empty] | 11KV L/NK. Altaf Shaheed | 132105 | [5 empty] | Independent
[6 empty] | 11KV O/G F-06 | ---- | [5 empty] | Independent
6 | IESCO | GSO Circle IESCO Islamabad | SS&TL Division IESCO Rawalpindi | A.E (T) Sub Division Rawalpindi | 132 KV GSS Cabinet Division (T-1) | SAIFA COLONY | 133601 | Sangjani | 10.01.2027 | 09:00 hrs | 14:00 hrs | Annual maintenance & protection testing of power transformer, transformer bays & 11 KV system | Safia Town, Pind Parian, Doriaan, Ratti Kassi, Cabinet Division Society.
[5 empty] | 132 KV GSS Cabinet Division (T-2) | Millat Colony | 133602 | [5 empty] | Tarnol, Gulshan Colony, Ittifaq Colony, Dhok Bhola & Surrounding area.
7 | IESCO | GSO Circle IESCO Islamabad | SS&TL Division IESCO Rawalpindi | A.E (T) Sub Division IESCO Rawalpindi | 132 KV GSS Bakramandi (T-3) | Maj Riaz | 1017 | Tariqabad | 12.01.2027 | 09:00 h | 14:00 h | Annual maintenance & protection testing of power transformer, transformer bays & 11 KV system | Tulsa Rd, Tehli Mohri, Dheeri Hassan Abad
[6 empty] | U.C Lakan | 1015 | Quaid e Azam colony |  |  |  |  | Girja Road, Chak Jalal Din, Chirtian Cly, Malik Abad.
[6 empty] | Dhamyal Road | 1014 | Dhamiyal |  |  |  |  | Dhamial Chakri Rd, Liaquat Cly, Lakhan, Sihal
[6 empty] | Gulshan e Saeed | 001024 | Quaid e Azam colony |  |  |  |  | Thalian Village & surroundings
[6 empty] | Capt Amir Sh | 1018 | Kamalabad |  |  |  |  | Dk Sydian Road, Kalma Chowk, T/Bhatta, Ghaziabad, Rawal Town and Rabani Town.
[6 empty] | Tulsa Road | 1026 | Tariqabad |  |  |  |  | Tulsa Road, Lalazar-1 & surrounding
[6 empty] | Dehri Hassanabad | 1027 | [5 empty] | Raja Akram Colony, Jhawara & surrounding.
[6 empty] | Kamalabad | 001025 | Kamalabad |  |  |  |  | Kamal Abad, Dhoke Seyyedan & surroundings
8 | IESCO | GSO Circle IESCO Islamabad | SS&TL Division IESCO Rawalpindi | A.E (T) Sub Division IESCO Rawalpindi | 132 KV GSS MES (T-1) (31.5/40 MVA) | R.A Bazar | 107601 | R.A Bazar RWP | 16.01.2027 | 09:00 h | 14:00 h | Annual maintenance & protection testing of power transformer, transformer bays & 11 KV system | RA Bazar, Lorance Road, Mughal Abad, Factory Quarter, NLC Firdos Street, Qasai Chowk.
[6 empty] | A.W.T | 107603 | Saddar |  |  |  |  | AWT Plaza
[6 empty] | Mall Road | 107602 | [5 empty] | AWT Plaza feeder disconnected shifted on Mall Road at consumer plreses.
[6 empty] | AFIC | 107615 | [5 empty] | AFIC Hospital
[6 empty] | Tench Bhatta | 107607 | Tench Bhatta |  |  |  |  | Jan Colony., Moh Hajjian & Surranding
[6 empty] | MH-3 | 107611 | Westridge |  |  |  |  | MH Hospital
[6 empty] | Qasim Market | 107613 | [5 empty] | Qasim Market & surroundings
[6 empty] | CMH-2 | 107614 | R.A Bazar |  |  |  |  | CM Hospital
[6 empty] | Sprint Mall | 107617 | Saddar |  |  |  |  | Sprint Plaza
| IESCO | GSO Circle IESCO Islamabad | SS&TL Division IESCO Rawalpindi | A.E (T) Sub Division IESCO Rawalpindi | 132KV GSS MES (T-2) (31.5/40 MVA) | GHQ | 107605 | R.A Bazar RWP | 16.01.2027 | 11:00 h | 13:00 h | Fo ncleaning of Bus Coupler | Defence
[6 empty] | Kiyani Road | 107604 | Tench Bhatta |  |  |  |  | Azizabad, Abid Majeed Road, Mughal Abad
[6 empty] | Army Flat | 107606 | R.A Bazar RWP |  |  |  |  | Defence
[6 empty] | N.I.A.S.R | 107619 | [5 empty] | Independent
[6 empty] | MH-1 | 107609 | Westridge |  |  |  |  | defence
[6 empty] | CMH-1 | 107608 | R.A Bazar RWP |  |  |  |  | Defence
[6 empty] | MH-2 | 107610 | Westridge |  |  |  |  | Defence
[6 empty] | Zeeshan Colony | 107612 | Misrial Road |  |  |  |  | Defence
[6 empty] | Canning Road | 107621 | Saddar |  |  |  |  | Canning Road
[6 empty] | Hospital Road | 107620 | [5 empty] | Hspital Road
[6 empty] | Haider Road | 107616 | [5 empty] | Haider Road
[6 empty] | NLC | 107618 | Tench Bhatta |  |  |  |  | Haider Road
ANNUAL MAINTENACE SCHEDULE OF POWER TRANSFORMERS FOR THE MONTH OF 01-2027 UNDER SS&TL DIVISION IESCO RAJJAR
1 | IESCO | GSO Islamabad | SS&TL Rajjar | Mangla | 132KV Chaterpari 20/26 MVA Power Transformer T-1 | O/G SIRAJ STEEL | 091305 | Chachian | 04.01.2027 | 9:00 | 15:00 | Annual Maintenance | Bulk supply of AJK
[6 empty] | Indust-1 | 091301 | [5 empty] | Bulk supply of AJK
[6 empty] | F-2 | 091304 | [5 empty] | Bulk supply of AJK
[6 empty] | Crystal board | 091303 | [5 empty] | Bulk supply of AJK
2 |  |  |  |  | 132KV Chaterpari 10/13 MVA Power Transformer T-2 FOR BUS COUPLER | Indusstrial-2 | 091302 |  |  | 12:00 | 13:00 |  | Bulk supply of AJK
3 |  |  |  | JHELUM | 132KV Jhelum 31.5/40 MVA Power Transformer T-4 | Borian | 007726 | Rural | 05.01.2027 | 9:00 | 15:00 |  | Borian
[6 empty] | (F-13) Garmala | 007713 | Cantt |  |  |  |  | (F-13) Garmala
[6 empty] | Sana Ullah Shaheed | 007711 | Cantt |  |  |  |  | Sana Ullah Shaheed
[6 empty] | C.M.H | 007723 | Cantt |  |  |  |  | C.M.H
[6 empty] | Kareem Pura |  | Urban |  |  |  |  | Kareem Pura
[6 empty] | Pukwal | 007720 | Rural |  |  |  |  | Pukwal
[6 empty] | Abbas Pura | 007727 | Rural |  |  |  |  | Abbas Pura
4 |  |  |  | Mangla | 132KV Chaterpari 10/13 MVA Power Transformer T-2 | Indusstrial-2 | 091302 |  | 06.01.2027 | 9:00 | 15:00 |  | Bulk supply of AJK
5 | IESCO | GSO Islamabad | SS&TL Rajjar |  | 132KV Mirpur 20/26 MVA Power Transformer T-3. | Jatlan-2 | 059404 | Chachain | 07.01.2027 | 9:00 | 15:00 | Annual Maintenance | Bulk supply of AJK
[6 empty] | Chachian | 059406 | New City Mirpur |  |  |  |  | Bulk supply of AJK
[6 empty] | City-4 | 059416 | City-1 Mirpur |  |  |  |  | Bulk supply of AJK
[6 empty] | City-5 | 059417 | City-2 Mirpur |  |  |  |  | Bulk supply of AJK
6 |  |  |  |  | 132KV Islamgarh 20/26 MVA Power Transformer T-1 | Islamgarh City | 106201 | Islam Garh | 11.01.2027 | 9:00 | 15:00 |  | Bulk supply of AJK
[6 empty] | Poona-1 | 106202 | Jandala |  |  |  |  | Bulk supply of AJK
[6 empty] | Kakra | 106203 | Islam Garh |  |  |  |  | Bulk supply of AJK
[6 empty] | Poona-2 | 106204 | Jandala |  |  |  |  | Bulk supply of AJK
7 |  |  |  |  | 132KV Islamgarh 20/26 MVA Power Transformer T-2 BUS COUPLER | Poona | 106203 |  |  | 12:00 | 13:00 |  | Bulk supply of AJK
[6 empty] | Kakra | 106204 | [5 empty] | Bulk supply of AJK
8 |  |  |  | Mangla | 132KV Islamgarh 20/26 MVA Power Transformer T-2 | Poona | 106203 |  | 12.01.2027 | 9:00 | 15:00 |  | Bulk supply of AJK
[6 empty] | Kakra | 106204 | [5 empty] | Bulk supply of AJK
9 |  |  |  | JHELUM | 132KV Gujjar Khan 20/26 MVA Power Transformer T-3 | Gujjar Khan | 004901 | G/Khan | 14.01.2027 | 9:00 | 15:00 |  | G/Khan City, SIE Gujar Khan
[6 empty] | Kulya | 004909 | [5 empty] | Kulya
[6 empty] | Matwa | 004906 | [5 empty] | Matwa
[6 empty] | KOUNTRILLA | 004917 | [5 empty] | KOUNTRILLA
[6 empty] | Karoli | 004920 | [5 empty] | Karoli
[6 empty] | Ward No.8 | 004911 | [5 empty] | Ward No.8
[6 empty] | Scheme-1 | 004922 | Budana |  |  |  |  | Jhand Bukhar, Kool Chowk, Tang Dew syedan, Khan Pur Ch: Miana Phota
[6 empty] | Bhai Khan | 004919 | Gulyana |  |  |  |  | Susral,Chak Rajgan,Thakra Mohra,Peer Phali.
10 |  |  |  | Mangla | 132KV Chaksawari 20/26 MVA Power Transformer T-3 | Akal Ghar | 048202 | Islam Ghar | 18.01.2027 | 9:00 | 15:00 |  | Bulk supply of AJK
[6 empty] | Dudial City | 048204 | Dadyal-1 |  |  |  |  | Bulk supply of AJK
[6 empty] | Islam Ghar | 048206 | Islam Ghar |  |  |  |  | Bulk supply of AJK
11 |  |  |  |  | 132KV CHAKSAWARI 10/13 MVA Power Transformer T-1 | Chaksawari | 048203 |  | 19.01.2027 | 9:00 | 13:00 |  | Bulk supply of AJK
12 |  |  |  |  | 132KV CHAKSAWARI 20/26 MVA Power Transformer T-2 | Dudial rural | 048201 |  |  | 12:00 | 16:00 |  | Bulk supply of AJK
[6 empty] | Chowk sahiban | 048207 | [5 empty] | Bulk supply of AJK
[6 empty] | Dudial-2 | 048205 | [5 empty] | Bulk supply of AJK
13 |  |  |  | JHELUM | 132KV Baragawa 10/13 MVA Power Transformer T-1 | Bagwal | 63002 | Domily | 21.01.2027 | 9:00 | 15:00 |  | Gattar, Nagial, Jhangchak, Fatehpur, Bagwal
[6 empty] | Hasnot | 63004 | [5 empty] | Hasnote, Kalyal, Phandil, For Phothi
[6 empty] | Chak yam | 63005 | [5 empty] | Chak yam
14 |  |  |  |  | 132KV Baragawa 10/13 MVA Power Transformer T-2 FOR BUS COUPLER | Padyal | 63003 | Domaily |  | 12:00 | 13:00 |  | Bharoola, Phadri, Phadial
[6 empty] | Domeli | 63006 | [5 empty] | Sohan,Bagwala,Domeli,Rasoolpur, Karbak, Gurahutam Singh
15 | IESCO | GSO Islamabad | SS&TL Rajjar | JHELUM | 132KV Baragawa 10/13 MVA Power Transformer T-2 | Padyal | 63003 | Domaily | 25.01.2027 | 9:00 | 15:00 | Annual Maintenance | Bharoola, Phadri, Phadial
[6 empty] | SOHAN | 63001 | [5 empty] | SOHAN
[6 empty] | Domeli | 63006 | [5 empty] | Sohan,Bagwala,Domeli,Rasoolpur, Karbak, Gurahutam Singh
16 |  |  |  |  | 132KV Baragawa 10/13 MVA Power Transformer T-3 | Sohan | 063001 |  | 26.01.2027 | 9:00 | 15:00 |  | SOHAN
17 |  |  |  | Mangla | 132KV DADYAL 20/26 MVA Power Transformer T-1 | Dudyal City-1 | 091101 |  | 28.01.2027 | 9:00 | 16:00 |  | Bulk supply of AJK
[6 empty] | Dudyal Ratta | 091103 | [5 empty] | Bulk supply of AJK
[6 empty] | Dudyal Khadimabad | 091104 | [5 empty] | Bulk supply of AJK
[6 empty] | Seikh- II | 091106 | [5 empty] | Bulk supply of AJK
18 |  |  |  |  | 132KV DADYAL 20/26 MVA Power Transformer T-2 BUS COUPLER | Onnah Town-II | 091109 |  |  | 12:00 | 13:00 |  | Bulk supply of AJK
[6 empty] | Onnah Town-I | 091108 | [5 empty] | Bulk supply of AJK
[6 empty] | Kathar Express | 091107 | [5 empty] | Bulk supply of AJK
[6 empty] | Seikh - I | 091105 | [5 empty] | Bulk supply of AJK
[6 empty] | Dudyal City-II | 091102 | [5 empty] | Bulk supply of AJK
[6 empty] | THQ | [6 empty] | Bulk supply of AJK
ANNUAL MAINTENACE SCHEDULE OF POWER TRANSFORMERS FOR THE MONTH OF 02-2027 UNDER SS&TL DIVISION IESCO Islamabad
1 | IESCO | GSO Circle | SS&TL ISD | AET-No.II | 132KV GSS Bharakaho Power Transformer T-1 (20/26 MVA) | Following 11KV Feeders willl be affected |  |  | 01-02-2027 | 09:00 | 14:00 | Annual Maintenance | Following 11KV Feeders willl be affect during this shutdwon
[6 empty] | Khayaban-e-Iqbal | 122505 | F-6 |  |  |  |  | Khayaban-e-Iqbal
[6 empty] | Punjab House | 122506 | F-6 |  |  |  |  | Punjab House
[6 empty] | Imran khan | 122509 | G-6 |  |  |  |  | Imran khan
[6 empty] | Pirsohawa | 122503 | Barakaho rural |  |  |  |  | Pirsohawa
[6 empty] | Saidpur | 122510 | Barakaho rural |  |  |  |  | Saidpur
[6 empty] | Park View City | 122511 | Nilore |  |  |  |  | Park View City
[6 empty] | Phulgran | 122512 | Barakaho rural |  |  |  |  | Phulgran
2 | IESCO | GSO Circle | SS&TL ISD | AET-No.II | 132KV GSS Bharakaho Power Transformer T-2 (20/26 MVA) | Following 11KV Feeders willl be affected |  |  | 02-02-2027 | 09:00 | 14:00 | Annual Maintenance | Following 11KV Feeders willl be affect during this shutdwon
[6 empty] | Mangial | 122508 | Barakaho rural |  |  |  |  | Mangial
[6 empty] | Q-A-University | 122502 | Barakaho rural |  |  |  |  | Q-A-University
[6 empty] | A.Q Khan | 122504 | Barakaho Urban |  |  |  |  | A.Q Khan
[6 empty] | Treat | 122501 | Barakaho rural |  |  |  |  | Treat
[6 empty] | Bani Gala | 122507 | G-6 |  |  |  |  | Bani Gala
3 | IESCO | GSO Circle | SS&TL ISD | AET-No.II | 132KV GSS Bharakaho Power Transformer T-1 (20/26 MVA) | Following 11KV Feeders willl be affected |  |  | 02-02-2027 | 12:00 | 13:00 | Bus Coupler Maintenance | Following 11KV Feeders willl be affect during this shutdwon
[6 empty] | Khayaban-e-Iqbal | 122505 | F-6 |  |  |  |  | Khayaban-e-Iqbal
[6 empty] | Punjab House | 122506 | F-6 |  |  |  |  | Punjab House
[6 empty] | Imran khan | 122509 | G-6 |  |  |  |  | Imran khan
[6 empty] | Pirsohawa | 122503 | Barakaho rural |  |  |  |  | Pirsohawa
[6 empty] | Saidpur | 122510 | Barakaho rural |  |  |  |  | `
[6 empty] | Park View City | 122511 | Nilore |  |  |  |  | Park View City
[6 empty] | Phulgran | 122512 | Barakaho rural |  |  |  |  | Phulgran
4 |  |  |  | A.E (T) Rawalakot | Poewr Transformer T-2 (10/13)MVA at 132KV GSS Minhasa | Following 11KV Feeders willl be affected |  |  | 03-02-2027 | 09:00 h | 14:00 h | Annual Maintenance
[6 empty] | Gujarkohal | 79412 | Dheerkot |  |  |  |  | Gujarkohal
[6 empty] | Minhasa Sohawa | 79406 | Dheer kot |  |  |  |  | Minhasa Sohawa
[6 empty] | Numble | 79405 | Jheka gali |  |  |  |  | Numble
[6 empty] | Birote | 79408 | Jheka gali |  |  |  |  | Birote
5 |  |  |  |  | Poewr Transformer T-3 (10/13)MVA at 132KV GSS Minhasa | Rangla | 79407 | Dheer kot | 04-02-2027 | 09:00 h | 12:00 h | Annual Maintenance | Rangla
[6 empty] | Ghazia Abad | 79410 | Dheer kot |  |  |  |  | Ghazia Abad
6 | IESCO | GSO Circle | SS&TL ISD | AET- Rawalakot AJK | 132KV GSS Kotli P/TF T-2 (20/26 MVA) | Following 11KV Feeders willl be affected |  |  | 06-02-2027 | 09:00 h | 14:00 h | Annual Maintenance
[6 empty] | City-1 | 48102 | H/Q |  |  |  |  | Bulck Supply
[6 empty] | Nar | 48109 | Nahr |  |  |  |  | Bulck Supply
[6 empty] | Khui Rata | 48101 | H/Q |  |  |  |  | Bulck Supply
7 | IESCO | GSO Circle | SS&TL ISD | Assistant Engineer SS&TL Sub Division Rawalakot AJK | 132KV GSS Kotli P/TF T-1 (31.5/40 MVA) | Following 11KV Feeders willl be affected |  |  | 06-02-2027 | 12:00 h | 13:00 h | Bus Coupler Maintenance
[6 empty] | Sehnsa | 48104 | H/Q |  |  |  |  | Bulck Supply
[6 empty] | City-2 | 48107 | Sehnsa |  |  |  |  | Bulck Supply
[6 empty] | Fateh Pur | 48111 | H/Q |  |  |  |  | Bulck Supply
[6 empty] | Charhoi | 48110 | H/Q |  |  |  |  | Bulck Supply
8 | IESCO | GSO Circle | SS&TL ISD | AET- Rawalakot AJK | 132KV GSS Kotly Power Transformer T-3 20/26 MVA) | Following 11KV Feeders willl be affected |  |  | 07-02-2027 | 09:00 h | 14:00 h | Annual Maintenance | Follwing area will be afffect during this shutdwon
[6 empty] | GOI | 48114 | Tatapani |  |  |  |  | Bulck Supply
[6 empty] | Sarswa | 48108 | Sarsawa |  |  |  |  | Bulck Supply
[6 empty] | Sarda | 48115 | Sarsawa |  |  |  |  | Bulck Supply
[6 empty] | DHQ | 48106 | Sehnsa |  |  |  |  | Bulck Supply
[6 empty] | Haji Abad | 48112 | H/Q |  |  |  |  | Bulck Supply
[6 empty] | Kachari Road | 48113 | H/Q |  |  |  |  | Bulck Supply
[6 empty] | Tata PAni | 48105 | H/Q |  |  |  |  | Bulck Supply
9 | IESCO | GSO Circle | SS&TL ISD | Assistant Engineer SS&TL Sub Division Rawalakot AJK | 132KV GSS Kotli P/TF T-1 (31.5/40 MVA) | Following 11KV Feeders willl be affected |  |  | 08-02-2027 | 09:00 h | 14:00 h | Bus Coupler Maintenance
[6 empty] | Sehnsa | 48104 | H/Q |  |  |  |  | Bulck Supply
[6 empty] | City-2 | 48107 | Sehnsa |  |  |  |  | Bulck Supply
[6 empty] | Fateh Pur | 48111 | H/Q |  |  |  |  | Bulck Supply
[6 empty] | Charhoi | 48110 | H/Q |  |  |  |  | Bulck Supply
10 | IESCO | GSO Circle | SS&TL Isd | A.E (T) No-II | Power Transformer T-5 at 220KV GSS University | Following 11KV Feeders willl be affected |  |  | 09-02-2027 | 09:00 | 14:00 | Anuual Maintenance
[6 empty] | Galf City | 89216 | Bharakhao |  |  |  |  | Galf City
[6 empty] | NIC | 89210 | Bharakhao |  |  |  |  | NIC
[6 empty] | TNT | 89204 | Bharakhao |  |  |  |  | TNT
[6 empty] | Angori | 89214 | Bharakhao |  |  |  |  | Angori
11 | IESCO | GSO Circle | SS&TL Islamabad | A.E (T) No-II | 10/13MVA Power Transformer T-1 at 132KV GSS Chattar Kalas | Following 11KV Feeders willl be affected |  |  | 10-02-2027 | 10:00 h | 12:00 | Annual Maintenance
[6 empty] | Komi Kot | 132603 | Danna |  |  |  |  | Bulck Supply
12 |  |  |  |  | 10/13MVA Power Transformer T-2 at 132KV GSS Chattar Kalas | Following 11KV Feeders willl be affected |  |  | 10-02-2027 | 12:00 h | 15:00 h | Annual Maintenance
[6 empty] | chattar kallas-1 | 132601 | Jhika Gaali |  |  |  |  | Bulck Supply
[6 empty] | Chattar Kallas-II | 132602 | Jhika Gaali |  |  |  |  | Bulck Supply
Addl. Chief Engineer
GSO Circle IESCO Islamabad
Note on G368: FEEDER SHIFTED FROM T-3 TO T-2 ON 11-07-2024 DUE TO OVER LOADING

## T-Line
ANNUAL MAINTENACE SCHEDULE OF TRANSMISSION LINES FOR THE MONTH OF 10-2026 UNDER SS&TL DIVISION IESCO ISLAMABAD
S. # | DISCO | Circle | Division | Sub Division | Name of Grid Station / Name of Equipment | Name of Feeder | Feeder Code | Sub Division Operation | Date | Time |  | Purpose of Shut Down | Affected Area | Remarks
[10 empty] | From | To
1 | 2 | 3 | 4 | 5 | 6 | 7 | 8 | 9 | 10 | 11 | 12 | 13 | 14 | 15
1 | IESCO | GSO Circle | SS&TL ISD | AE(T) No.II | 132KVBarakaho ( BKU-1) -Nilore (AEC-3) T/Line |  |  |  | 15-10-2026 | 09:00 | 16:00 | Annual maintenance | No. area will be affected. As 132KV GSS Barakhao will be fed from 220KV University side through (E2Q1-BKU-2) circuit & Nilore will be fed from (AEC-1-KHT-1 ) Circuit.
2 | IESCO | GSO Circle | SS&TL ISD | AE(T) Rawalakot | 132KV Kotli (KLI-2) - Trarkhal (TRR-1) T/Line |  |  |  | 17-10-2026 | 9:00 | 16:00 | anuual Maintenance | No Area will be effect during this shutdown as 132KV GSS Trarkhal will be fed from Rawalakot Side through (TRR-5-RWK-3) circuit & kotli will be fed from Gulpur side through ( E1Q1-KLI-1) Circuit
3 | IESCO | GSO Circle | SS&TL ISD | AE(T) No.II | 132KV University(E2Q1) - Murree (E/S) | 11KV O/G feeders of I/C No.I at 132KV GSS Murree |  |  | 17-10-2026 | 9:00 | 16:00 | anuual Maintenance | 132KV GSS DESTO,Sambli,Muree ,Chattar kalas & Minhasa will be affect during this shutdown
[6 empty] | Pindi Point | 13707 | MRE-1 |  |  |  |  | Pindi Point
[6 empty] | Barriyan | 13706 | Jhega Gali |  |  |  |  | Barriyan
[6 empty] | Public Health | 13709 | MRE-1 |  |  |  |  | Public Health
[6 empty] | Gharial | 13711 | Jhega Gali |  |  |  |  | Gharial
[6 empty] | PAF | 13710 | Patriata |  |  |  |  | PAF
[6 empty] | Upper Topa | 13705 | Patriata |  |  |  |  | Upper Topa
[6 empty] | Lora | 13703 | Lora |  |  |  |  | Lora
[6 empty] | Patriata | 13712 | Patriata |  |  |  |  | Patriata
[6 empty] | Company Bagh | 13713 | MRE-1 |  |  |  |  | Company Bagh
[6 empty] | Cecil Resotor | 13714 | MRE-1 |  |  |  |  | Cecil Resotor
[6 empty] | Lora-2 | 13715 | Lora |  |  |  |  | Lora-2
[6 empty] | MCM | 13716 | Jhega Gali |  |  |  |  | MCM
[6 empty] | TDCP | 13717 | Patriata |  |  |  |  | TDCP
11KV I/C No.II
[6 empty] | Kohala | 13701 | Jhega Gali |  |  |  |  | Kohala
[6 empty] | Sunny Bank | 13702 | MRE-1 |  |  |  |  | Sunny Bank
[6 empty] | Kuldana | 13704 | MRE-1 |  |  |  |  | Kuldana
[6 empty] | PC | 13708 | Jhega Gali |  |  |  |  | PC
| IESCO | GSO Circle | SS&TL ISD | AE(T) No.II | 132KV University(E2Q1) - Murree (E/S) | 132KV GSS Minhasa | [6 empty] | 132KV GSS Minhasa
[6 empty] | Dheer Kot | 79401 | Dheer kot |  |  |  |  | Dheer Kot
[6 empty] | chaman kot | 79402 | Dheer kot |  |  |  |  | chaman kot
[6 empty] | Dana Express | 79409 | Dhana |  |  |  |  | Dana Express
[6 empty] | DAHLA | 79411 | Jheka gali |  |  |  |  | DAHLA
[6 empty] | Gujarkohal | 79412 | Dheerkot |  |  |  |  | Gujarkohal
[6 empty] | Minhasa Sohawa | 79406 | Dheer kot |  |  |  |  | Minhasa Sohawa
[6 empty] | Numble | 79405 | Jheka gali |  |  |  |  | Numble
[6 empty] | Birote | 79408 | Jheka gali |  |  |  |  | Birote
[6 empty] | Rangla | 79407 | Dheer kot |  |  |  |  | Rangla
[6 empty] | Ghazia Abad | 79410 | Dheer kot |  |  |  |  | Ghazia Abad
[6 empty] | 132KV GSS Chattr Kalas | [6 empty] | 132KV GSS Chattr Kalas
[6 empty] | Komi Kot | 13603 | Danna |  |  |  |  | Komi Kot
[6 empty] | chattar kallas-1 | 132601 | Danna |  |  |  |  | chattar kallas-1
[6 empty] | Chattar Kallas-II | 132602 | Danna |  |  |  |  | Chattar Kallas-II
[6 empty] | DESTO | 106301 | Consumer GSS |  |  |  |  | DESTO
[6 empty] | PAEC | 114401 | Consumer GSS |  |  |  |  | PAEC (Sambli Bharalmal)
4 | IESCO | GSO Circle | SS&TL ISD | AE(T) No.I | 132KV G-5 (ISG-2)-E-8 (ISE-2) T/Line |  |  |  | 17-10-2026 | 09:00 | 16:00 | Annual maintenance | No area will be affect during this shutdown as 132KV GSS G-5 will be fed from Uni side through (ISG-1-E11Q1) & E-8 will be fed from G-9 sideISE-1-IDG-2) Circuit.
5 | IESCO | GSO Circle | SS&TL ISD | AE(T) No.II | 132KV University (E3Q1) - Taramri ( TRC-1) T/Line |  |  |  | 19-10-2026 | 9:00 | 16:00 | anuual Maintenance | No. area will be affected. As 132KV GSS Taramri Will be fed from Bahria Enclve Side through (TRC-2-BEN-2) circuit.
6 | IESCO | GSO Circle | SS&TL ISD | AE(T) Rawalakot | 132KV Kotli (KLI-2) - Trarkhal (TRR-1) T/Line |  |  |  | 19-10-2026 | 9:00 | 16:00 | anuual Maintenance | No Area will be effect during this shutdown as 132KV GSS Trarkhal will be fed from Rawalakot Side through (TRR-5-RWK-3) circuit & kotli will be fed from Gulpur side through ( E1Q1-KLI-1) Circuit
7 | IESCO | GSO Circle | SS&TL ISD | AE(T) No.I | 132KV Kahuta City ( KHC-3) - Chaint (CNT-1) T/Line | 132KV GSS Chaint will be affect |  |  | 20-10-2026 | 09:00 | 14:00 | Annual maintenance | 132KV GSS Chaint will be affect during this shutdown
[6 empty] | Lehtrar | 103701 | Kahuta |  |  |  |  | Lehtrar
[6 empty] | Kror | 103704 | Nilore |  |  |  |  | Kror
[6 empty] | Blawara | 103703 | Patriata |  |  |  |  | Blawara
[6 empty] | Kotli Sattian | 103702 | Patriata |  |  |  |  | Kotli Sattian
8 | IESCO | GSO Circle | SS&TL ISD | AE(T) Rawalakot | 132KV Kotli (KLI-2) - Trarkhal (TRR-1) T/Line |  |  |  | 20-10-2026 | 9:00 | 16:00 | anuual Maintenance | No Area will be effect during this shutdown as 132KV GSS Trarkhal will be fed from Rawalakot Side through (TRR-5-RWK-3) circuit & kotli will be fed from Gulpur side through ( E1Q1-KLI-1) Circuit
9 | IESCO | GSO Circle | SS&TL ISD | AE(T) No.II | 132KV New Rawat (E10Q1)-Old Rawat ( RWT-1) T/Line |  |  |  | 21-10-2026 | 9:00 | 16:00 | anuual Maintenance | No. area will be affected. As 132KV GSS Old Rawat Fed from 132KV GSS Kallar side through (RWT-4-KRS-2) circuit.
10 | IESCO | GSO Circle | SS&TL ISD | AE(T) Rawalakot | 132KV Kotli (KLI-2) - Trarkhal (TRR-1) T/Line |  |  |  | 21-10-2026 | 9:00 | 16:00 | anuual Maintenance | No Area will be effect during this shutdown as 132KV GSS Trarkhal will be fed from Rawalakot Side through (TRR-5-RWK-3) circuit & kotli will be fed from Gulpur side through ( E1Q1-KLI-1) Circuit
11 | IESCO | GSO Circle | SS&TL ISD | AE(T) No.II | 132KV Gublberg( GUB-2) - Nilore (AEC-5) T/Line |  |  |  | 22-10-2026 | 9:00 | 16:00 | anuual Maintenance | No. area will be affected. As 132KV GSS Gulberg will be fed from NPF side through (GUB-1-NPF-1) Circuit. & Nilore will be fed from KRL side through (AEC-1-KHT-1) circuit.
12 | IESCO | GSO Circle | SS&TL ISD | AE(T) No.II | 132KV Nilore (AEC-1)- KRL (KHT-1) T/Line |  |  |  | 22-10-2026 | 9:00 | 16:00 | anuual Maintenance | No. area will be affected. As 132KV GSS Nilore will be fed from 132KVBarakaho ( BKU-1) -Nilore (AEC-3) T/Line
13 | IESCO | GSO Circle | SS&TL ISD | AE(T) Rawalakot | 132KV Gulpur (E1Q1) - Kotli ,T-off Khui Rata (KLI-1) T/Line |  |  |  | 24-10-2026 | 9:00 | 16:00 | anuual Maintenance | No Area will be effect during this shutdown as 132KV GSS Kotli side through (KLI-2-TRR-1) T/Line
14 | IESCO | GSO Circle | SS&TL ISD | AE(T) No.II | 132KV Kallar (KRS-2)-Old Rawat ( RWT-4) T/Line |  |  |  | 26-10-2026 | 9:00 | 16:00 | anuual Maintenance | No. area will be affected. As 132KV GSS kallr will be fed from Power House Mangal Side through (KRS-1- -E1Q2 -E1Q3) circuit.
15 | IESCO | GSO Circle | SS&TL ISD | AE(T) No.II | 132KV Sangjani(E10Q1)- G-13 (IBG-1) T/Line |  |  |  | 26-10-2026 | 9:00 | 16:00 | anuual Maintenance | No. area will be affected. As 132KV GSS G-13 will be fed from Zero Point Side through (IBG-2-ISD-1) circuit.
16 | IESCO | GSO Circle | SS&TL ISD | AE(T) Rawalakot | 132KV Gulpur (E1Q1) - Kotli ,T-off Khui Rata (KLI-1) T/Line |  |  |  | 26-10-2026 | 9:00 | 16:00 | anuual Maintenance | No Area will be effect during this shutdown as 132KV GSS Kotli side through (KLI-2-TRR-1) T/Line
17 | IESCO | GSO Circle | SS&TL ISD | AE(T) Rawalakot | 132KV Gulpur (E1Q1) - Kotli ,T-off Khui Rata (KLI-1) T/Line |  |  |  | 28-10-2026 | 9:00 | 16:00 | anuual Maintenance | No Area will be effect during this shutdown as 132KV GSS Kotli side through (KLI-2-TRR-1) T/Line
18 | IESCO | GSO Circle | SS&TL ISD | AE(T) Rawalakot | 132KV Kahuta City(KHC-2)-Plandri(PLD-3) T/Line |  |  |  | 29-10-2026 | 9:00 | 16:00 | anuual Maintenance | No Area will be effect during this shutdown as 132KV GSS Plandri will be fed from 132KV GSS Trarkhal side through PLD-4-TRR-6)circuit.
19 | IESCO | GSO Circle | SS&TL ISD | AE(T) Rawalakot | 132KV Gulpur (E1Q1) - Kotli ,T-off Khui Rata (KLI-1) T/Line |  |  |  | 30-10-2026 | 9:00 | 16:00 | anuual Maintenance | No Area will be effect during this shutdown as 132KV GSS Kotli side through (KLI-2-TRR-1) T/Line
ANNUAL MAINTENACE SCHEDULE OF TRANSMISSION LINES FOR THE MONTH OF 10-2026 UNDER SS&TL DIVISION IESCO RAWALPINDI
8 | IESCO | GSO Circle IESCO Islamabad | SS&TL Division IESCO Rawalpindi | A.E (T) Sub Division IESCO Rawalpindi | 132 KV T/Line Sowan - Bakramandi Ckt (SAN-1 - BKM-2) |  |  |  | 15.10.2026 | 09:00 hrs | 16:00 hrs | Annual maintenance of Transmission Line & protection testing of C/Bs | No area will be affected
9 | IESCO | GSO Circle IESCO Islamabad | SS&TL Division IESCO Rawalpindi | A.E (T) Sub Division IESCO Margalla | 132 KV T/Line Sangjani (E6Q1) - Burhan Ckt-3 (Disconnecting Tower No.93) |  |  |  | 15.10.2026 | 09:00 hrs | 16:00 hrs | Annual maintenance of Transmission Line & protection testing of C/Bs | No area will be affected
10 | IESCO | GSO Circle IESCO Islamabad | SS&TL Division IESCO Rawalpindi | A.E (T) Sub Division IESCO New Wah | 132 KV T/Line Faqirabad - Gondal Ckt (FQB-2 - GND-2) |  |  |  | 17.10.2026 | 09:00 hrs | 16:00 hrs | Annual maintenance of Transmission Line & protection testing of C/Bs | No area will be affetced
11 | IESCO | GSO Circle IESCO Islamabad | SS&TL Division IESCO Rawalpindi | A.E (T) Sub Division IESCO Rawalpindi | 132 KV T/Line K.T.M - M.E.S Ckt (K.T.M-4 - M.E.S-1) | Following 11KV O/G feeders will be affected. |  |  | 17.10.2026 | 09:00 hrs | 14:00 hrs | Annual maintenance of Transmission Line & protection testing of C/Bs | For safety purpose area affacted. | During This Shut Down 11 KV O/G feeders will be affected for safety purpose.
[6 empty] | New Race Course | 008622 | Westridge |  |  |  |  | Hali Road, St: 8-9-10, Najam Shaheed Road, Main Iqbal Road, Westridge Bazar, Valley Road and Race Course Road.
[6 empty] | Dhoke Chaudhrian | 008621 | [5 empty] | Lane No. 5,4, Jinnah Lane, Karam Dad Markeet, Kashmir Market Sadat Market and Afshan Colony.
[6 empty] | Millatabad | 008616 | [5 empty] | Misrial Road, Chour Chowk & surrounding Areas.
[6 empty] | Charing Cross | 8602 | [5 empty] | Chour Chowk, Seham Road, St: 8 Qasim Market, Raja Akram Road Romi Lane Gulnar Cly..
[6 empty] | Westridge | 8613 | Pirwadhai |  |  |  |  | Westridge
[6 empty] | Peshawar Road | 8612 | Westridge |  |  |  |  | Mehboob Line, Shabir Line, Line No.1,2,3,6
12 | IESCO | GSO Circle IESCO Islamabad | SS&TL Division IESCO Rawalpindi | A.E (T) Sub Division IESCO Margalla | 132 KV T/Line Margalla - NDC-1 (MRG-3 - NDC-1) |  |  |  | 18.10.2026 | 09:00 hrs | 16:00 hrs | Annual maintenance of Transmission Line & protection testing of C/Bs | 132 KV GSS NDC-1 (Consumer Grid) will be affected
13 | IESCO | GSO Circle IESCO Islamabad | SS&TL Division IESCO Rawalpindi | A.E (T) Sub Division IESCO Rawalpindi | 132 KV T/Line I/16 - Chakri Road Ckt (ISB-3 - CHR-2) |  |  |  | 19.10.2026 | 09:00 hrs | 16:00 hrs | Annual maintenance of Transmission Line & protection testing of C/Bs | No area will be affected
14 | IESCO | GSO Circle IESCO Islamabad | SS&TL Division IESCO Rawalpindi | A.E (T) Sub Division IESCO Margalla | 132 KV T/Line Margalla - FCP-II Ckt (MRG-4 - ISO-101) |  |  |  | 20.10.2026 | 09:00 hrs | 16:00 hrs | Annual maintenance of Transmission Line & protection testing of C/Bs | No area will be affetced
15 | IESCO | GSO Circle IESCO Islamabad | SS&TL Division IESCO Rawalpindi | A.E (T) Sub Division IESCO Rawalpindi | 132 KV T/Line New Rawat - DHA Emaar Ckt (E16Q1 - DHE-1) |  |  |  | 20.10.2026 | 09:00 hrs | 16:00 hrs | Annual maintenance of Transmission Line & protection testing of C/Bs | No area will be affected
16 | IESCO | GSO Circle IESCO Islamabad | SS&TL Division IESCO Rawalpindi | A.E (T) Sub Division IESCO New Wah | 132 KV T/Line Gondal - Jahangira Ckt (GND-1 - JNG-1) |  |  |  | 21.10.2026 | 09:00 hrs | 16:00 hrs | Annual maintenance of Transmission Line & protection testing of C/Bs | No area will be affetced
17 | IESCO | GSO Circle IESCO Islamabad | SS&TL Division IESCO Rawalpindi | A.E (T) Sub Division IESCO Rawalpindi | 132 KV T/Line New Rawat - Al-Ghurair giga Ckt (E17Q1 - DHE-1) |  |  |  | 21.10.2026 | 09:00 hrs | 16:00 hrs | Annual maintenance of Transmission Line & protection testing of C/Bs | No area will be affected
18 | IESCO | GSO Circle IESCO Islamabad | SS&TL Division IESCO Rawalpindi | A.E (T) Sub Division IESCO Margalla | 132 KV T/Line Margalla - FCP-II Ckt (MRG-4 - ISO-101) |  |  |  | 22.10.2026 | 09:00 hrs | 16:00 hrs | Annual maintenance of Transmission Line & protection testing of C/Bs | No area will be affetced
19 | IESCO | GSO Circle IESCO Islamabad | SS&TL Division IESCO Rawalpindi | A.E (T) Sub Division IESCO Rawalpindi | 132 KV T/Line New Rawat - Bahria Town Ckt (E18Q1 - BTN-1) |  |  |  | 22.10.2026 | 09:00 hrs | 16:00 hrs | Annual maintenance of Transmission Line & protection testing of C/Bs | No area will be affected
20 | IESCO | GSO Circle IESCO Islamabad | SS&TL Division IESCO Rawalpindi | A.E (T) Sub Division IESCO New Wah | 132 KV T/Line New Kamra - Nizampur Ckt (PKR-2 - NCF-3) |  |  |  | 24.10.2026 | 09:00 hrs | 16:00 hrs | Annual maintenance of Transmission Line & protection testing of C/Bs | No area will be affetced
21 | IESCO | GSO Circle IESCO Islamabad | SS&TL Division IESCO Rawalpindi | A.E (T) Sub Division IESCO Margalla/Rawalpindi | 132 KV T/Line BBIA - Fateh Jang (BBIA-1 - FTJ-5) |  |  |  | 25.10.2026 | 09:00 hrs | 16;00 hrs | Annual maintenance of Transmission Line & protection testing of C/Bs | No area will be affetced
22 | IESCO | GSO Circle IESCO Islamabad | SS&TL Division IESCO Rawalpindi | A.E (T) Sub Division IESCO New Wah | 132 KV T/Line Sanjwal - PAC Kamra Ckt (SJW-1 - KMR-1) |  |  |  | 27.10.2026 | 09:00 hrs | 16:00 hrs | Annual maintenance of Transmission Line & protection testing of C/Bs | No area will be affetced
23 | IESCO | GSO Circle IESCO Islamabad | SS&TL Division IESCO Rawalpindi | A.E (T) Sub Division IESCO Rawalpindi | 132 KV T/Line I/16 - K.T.M Ckt (ISB-2 - K.T.M-1) |  |  |  | 28.10.2026 | 09:00 hrs | 16:00 hrs | Annual maintenance of Transmission Line & protection testing of C/Bs | No area will be affected
24 | IESCO | GSO Circle IESCO Islamabad | SS&TL Division IESCO Rawalpindi | A.E (T) Sub Division IESCO Margalla | 132 KV T/Line Fateh Jang - Basal (FTJ-4 - BSL-1) |  |  |  | 28.10.2026 | 09:00 hrs | 16;00 hrs | Annual maintenance of Transmission Line & protection testing of C/Bs | No area will be affetced
25 | IESCO | GSO Circle IESCO Islamabad | SS&TL Division IESCO Rawalpindi | A.E (T) Sub Division IESCO Rawalpindi | 132 KV T/Line Adyala - DHA/4 Ckt (ADL-1 - DHR-2) |  |  |  | 29.10.2026 | 09:00 hrs | 16:00 hrs | Annual maintenance of Transmission Line & protection testing of C/Bs | No area will be affected
ANNUAL MAINTENACE SCHEDULE OF TRANSMISSION LINES FOR THE MONTH OF 10-2026 UNDER SS&TL DIVISION IESCO RAJJAR
1 | IESCO | GSO Circle | SS&TL Rajjar | Mangla | 132 KV Mirpur (MPR-2)- C/Sawari ( CKS-2)-T Off Islamgarh | The following 11 KV O/G Feeder of GSS Islam Garh will be affected. |  |  | 15-10-2026 | 9:00 | 16:00 | Annual Maintenance | GSS Islamgarh will be affected
[6 empty] | ISLAM GARH | 106201 | [5 empty] | Bulk Supply of AJK
[6 empty] | POONA | 106202 | [5 empty] | Bulk Supply of AJK
[6 empty] | KAKRHA | 106203 | [5 empty] | Bulk Supply of AJK
[6 empty] | POONA-2 | 106204 | [5 empty] | Bulk Supply of AJK
[6 empty] | KALYAL BANSI AJK | 106205 | [5 empty] | Bulk Supply of AJK
2 |  |  |  | Chakwal | 132KV TAMMAN (TMN-2) D.S.Bilawal (DSB-3) - | _ |  |  | 19-10-2026 | 9:00 | 16:00 |  | No Area will be affected GSS Tamman will be feed from Lakarmar side and D.S.Bilawal will be feed from Talagang side
3 |  |  |  | Jhelum | 132kv D/C Mangla (-E2Q1-E1Q3) Dadyal (DDL-1) CKT-1 | _ |  |  | 19-10-2026 | 9:00 | 16:00 |  | No area will be effected
4 |  |  |  | Jhelum | 132 KV Dadyal (DDL-3) - Chaksawari (CKS-3) | _ |  |  | 20-10-2026 | 9:00 | 16:00 |  | No area will be affected 132KV GSS Chaksawari will be fed from Mirpur (MPR-2 , CKS-2) side.
5 |  |  |  | Chakwal | 132KV Talagang ( TLG-3) - D.S. Bilawal (DSB-2) | _ |  |  | 21-10-2026 | 9:00 | 16:00 |  | No area will be affected as 132KV GSS D.S. Bilawal will be fed from Tamman side & Talagang will be fed from Chakwal side.
6 |  |  |  | Jhelum | 132KV Head Faqurian (HFQ-3) - Dandot (DDT-3) | _ |  |  | 22-10-2026 | 9:00 | 15:00 |  | No area will be affected132KV GSS Dandot will be fed from C.S.Shah side.
7 | IESCO | GSO Islamabad | SS&TL Rajjar | Chakwal | 132KV RAWAT (E7Q1) - CHAKWAL (CWL-14) | _ |  |  | 26-10-2026 | 9:00 | 16:00 | Annual Maintenance | No area will be affected Load of the circuit will be shifted on 132KV Cwl-5 & Cwl-6.
8 |  |  |  | Mangla | 132KV D/C Mangla (-E1Q1-E1Q3) Dadyal(DDL-2) CKT-2 | _ |  |  | 26-10-2026 | 9:00 | 16:00 |  | No area will be affected 132KV GSS Dadyal will be fed from Mangla side CKT-1.
9 |  |  |  | Mangla | 132kv D/C Dadyal (DDL-4) - Gulpur (E4Q1). | _ |  |  | 27-10-2026 | 8:30 | 16:00 |  | No area will be affected Gulpur will be fed from Kotli side.
10 |  |  |  | Jhelum | 132 KV S/C L.B Mangla (LBM-2) - Rajjar (RJR-1) | _ |  |  | 28-10-2026 | 9:00 | 16:00 |  | No area will be affected 132KV GSS Rajjar will be fed from Kharian side.
11 |  |  |  | Chakwal | 132kv Chakwal (Cwl-8) - C.S. Shah (CSS-2) CKT-1 | _ |  |  | 29-10-2026 | 9:00 | 15:00 |  | No area will be affected as the load of CWl-8 will be shifted on CWL-9.
ANNUAL MAINTENACE SCHEDULE OF TRANSMISSION LINES FOR THE MONTH OF 11-2026 UNDER SS&TL DIVISION IESCO Islamabad
1 | IESCO | GSO Circle | SS&TL ISD | AE(T) No.II | 132KV Mangla(-E2Q2,-E2Q3)-Old Rawat (RWT-5) T/Line |  |  |  | 2-11-2026 | 09:00 | 16:00 | Annual Maintenance | No area will be affect as 132KV GSS Old rawat will be fed from New Rawat side through (E10Q1- RWT-1) Circuit.
2 | IESCO | GSO Circle | SS&TL ISD | AE(T) NO.I | 132KV PirWadhi ( PWD-2) - Nust( NST-1) T/Line |  |  |  | 3-11-2026 | 09:00 | 16:00 | Annual Maintenance | No area will be affect as 132KV GSS Pirwadhai will be fed from Sangjani side through (E11Q1-PWD-1) & Nust will be fed from H-11 side through (NST-2-ISH-1)Circuit.
3 | IESCO | GSO Circle | SS&TL ISD | AE(T) No.II | 132KV Mangla-(-E1Q1& -E1Q2) -Kallar Syedan (KRS-1) T/Line |  |  |  | 4-11-2026 | 09:00 | 16:00 | Annual Maintenance | No area will be fed as 132KV GSS Kallar will be fed from Old Rawat side through (KRS-2-RWT-4) circuit
4 | IESCO | GSO Circle | SS&TL ISD | AE(T) NO.I | 132KV Sangjani (E14Q1)-D-12(ISL-1)T/Line |  |  |  | 5-11-2026 | 09:00 | 16:00 | Annual Maintenance | No area will be affect as 132KV GSS D-12 will be fed from 132KV GSS G-9 side through (IDG-1-ISL-1) Circuit.
5 | IESCO | GSO Circle | SS&TL ISD | AE(T) No.II | 132KV Nilore (AEC-4)-Bahria Enclave(BEN-1) T/Line |  |  |  | 2026-07-11 | 09:00 | 16:00 | Annual Maintenance | No area will be affect as 132KV GSS Nilore will be fed from Gangal Side through AEC-2-GNG-2 Circuit. & Bahria Enclve will be fed from Taramri side through BEN-2-TRC-2 circuit.
6 | IESCO | GSO Circle | SS&TL ISD | AE(T) NO.I | 132KV E-8 (ISE-2)-G-9(IDG-1) T/Line |  |  |  | 9-11-2026 | 09:00 | 16:00 | Annual Maintenance | No area will be affect as 132KV GSS E-8 will be fed from G-5 side through (ISE-1-ISG-2) Circuit. & G-9 will be fed from D-12 side through (IDG-1-ISL-1) Circuit.
7 | IESCO | GSO Circle | SS&TL ISD | AE(T) No.II | 132KV Tarmri (TRC-2) Bahria Enclave (BEN-2) T/Line |  |  |  | 9-11-2026 | 09:00 | 16:00 | Annual Maintenance | No area will be affect as 132KV GSS Taramri will be fed from univeristy side through E3Q1-TRC-1 Circuit. & Bahria Enclve fed from nilore side through AEC-4-BEN-1 circuit.
8 | IESCO | GSO Circle | SS&TL ISD | AE(T) No.II | 132KV New Rawat (E14Q1)_DHA (ISO-2) T/Line |  |  |  | 2026-11-11 | 09:00 | 16:00 | Annual Maintenance | No area will be affect as 132KV GSS DHA will be fed from NPF Side through NPF-2 (ISO) Circuit.
9 | IESCO | GSO Circle | SS&TL ISD | AE(T) NO.I | 132KVUniversity(E11Q1)-G-5(ISG-1) T/Line |  |  |  | 12-11-2026 | 09:00 | 16:00 | Annual Maintenance | No area will be affect as 132KV GSS E-5 will be fed from E-8 side through (ISE-1-ISG-2) Circuit
10 | IESCO | GSO Circle | SS&TL ISD | AE(T) No.II | 132KV Satellite Town (SAT-2 )-I-8 (ISM-2)T/line |  |  |  | 12-11-2026 | 09:00 | 16:00 | Annual Maintenance | No area will be affect as 132KV GSS I-8 will be fed from Zero point side through ISM-1-ISD-5 & St: Town will be fed from MES side through SAT-1-MES-2 circuit.
11 | IESCO | GSO Circle | SS&TL ISD | AE(T) NO.I | 132KV New Rawat (E12Q1)-RAWAT-2(RAW-1) T/Line |  |  |  | 16-11-2026 | 09:00 | 16:00 | Annual Maintenance | No area will be affect as 132KV GSS RAWAT-2 will be fed from Kahuta KRL Side through (RAW-2-KHT-2) Cricuit.
12 | IESCO | GSO Circle | SS&TL ISD | AE(T) No.II | 132KV New Rawat (E14Q1)-NPF(NPF-2) T/Line |  |  |  | 16-11-2026 | 09:00 | 16:00 | Annual Maintenance | No area will be affect as 132KV GSS NPF will be fed from Gulberg side through (GUB-1-NPF-1) Circuit.
13 | IESCO | GSO Circle | SS&TL ISD | AE(T) No.II | 132KV Gangal (GNG-1)-DHA Valley (DHV-2) T/Line |  |  |  | 18-11-2026 | 09:00 | 16:00 | Annual Maintenance | No area will be affect as 132KV GSS Gangal will be fed from Nilore Side through (GNG-2-AEC-2) & DHA valley will be fed from New Rawat Side through DHV-1 -E13Q1 circuit
14 | IESCO | GSO Circle | SS&TL ISD | AE(T) NO.I | 132KV Sangjani (E11QI)-PirWadhi (PWD-1) T/Line |  |  |  | 19-11-2026 | 09:00 | 16:00 | Annual Maintenance | No area will be affect as 132KV GSS Pirwadhai will be fed from Nust side through (PWD-2-NUST-1) Circuit.
15 | IESCO | GSO Circle | SS&TL ISD | AE(T) No.II | 132KV University (E2Q1) - Murree (E/S) | 11KV O/G feeders of I/C No.I at 132KV GSS Murree |  |  | 21-11-2026 | 9:00 | 16:00 | anuual Maintenance | 132KV GSS DESTO,Sambli,Muree ,Chattar kalas & Minhasa will be affect during this shutdown
[6 empty] | Pindi Point | 13707 | MRE-1 |  |  |  |  | Pindi Point
[6 empty] | Barriyan | 13706 | Jhega Gali |  |  |  |  | Barriyan
[6 empty] | Public Health | 13709 | MRE-1 |  |  |  |  | Public Health
[6 empty] | Gharial | 13711 | Jhega Gali |  |  |  |  | Gharial
[6 empty] | PAF | 13710 | Patriata |  |  |  |  | PAF
[6 empty] | Upper Topa | 13705 | Patriata |  |  |  |  | Upper Topa
[6 empty] | Lora | 13703 | Lora |  |  |  |  | Lora
[6 empty] | Patriata | 13712 | Patriata |  |  |  |  | Patriata
[6 empty] | Company Bagh | 13713 | MRE-1 |  |  |  |  | Company Bagh
[6 empty] | Cecil Resotor | 13714 | MRE-1 |  |  |  |  | Cecil Resotor
[6 empty] | Lora-2 | 13715 | Lora |  |  |  |  | Lora-2
[6 empty] | MCM | 13716 | Jhega Gali |  |  |  |  | MCM
[6 empty] | TDCP | 13717 | Patriata |  |  |  |  | TDCP
11KV I/C No.II
[6 empty] | Kohala | 13701 | Jhega Gali |  |  |  |  | Kohala
[6 empty] | Sunny Bank | 13702 | MRE-1 |  |  |  |  | Sunny Bank
[6 empty] | Kuldana | 13704 | MRE-1 |  |  |  |  | Kuldana
[6 empty] | PC | 13708 | Jhega Gali |  |  |  |  | PC
[6 empty] | 132KV GSS Minhasa | [6 empty] | 132KV GSS Minhasa
[6 empty] | Dheer Kot | 79401 | Dheer kot |  |  |  |  | Dheer Kot
[6 empty] | chaman kot | 79402 | Dheer kot |  |  |  |  | chaman kot
[6 empty] | Dana Express | 79409 | Dhana |  |  |  |  | Dana Express
[6 empty] | DAHLA | 79411 | Jheka gali |  |  |  |  | DAHLA
[6 empty] | Gujarkohal | 79412 | Dheerkot |  |  |  |  | Gujarkohal
[6 empty] | Minhasa Sohawa | 79406 | Dheer kot |  |  |  |  | Minhasa Sohawa
[6 empty] | Numble | 79405 | Jheka gali |  |  |  |  | Numble
[6 empty] | Birote | 79408 | Jheka gali |  |  |  |  | Birote
[6 empty] | Rangla | 79407 | Dheer kot |  |  |  |  | Rangla
[6 empty] | Ghazia Abad | 79410 | Dheer kot |  |  |  |  | Ghazia Abad
[6 empty] | 132KV GSS Chattr Kalas | [6 empty] | 132KV GSS Chattr Kalas
[6 empty] | Komi Kot | 13603 | Danna |  |  |  |  | Komi Kot
[6 empty] | chattar kallas-1 | 132601 | Danna |  |  |  |  | chattar kallas-1
[6 empty] | Chattar Kallas-II | 132602 | Danna |  |  |  |  | Chattar Kallas-II
[6 empty] | DESTO | 106301 | Consumer GSS |  |  |  |  | DESTO
[6 empty] | PAEC | 114401 | Consumer GSS |  |  |  |  | PAEC (Sambli Bharalmal)
16 | IESCO | GSO Circle | SS&TL ISD | AE(T) No.II | 132KV Mangla(-E2Q2,-E2Q3)-Old Rawat (RWT-5) T/Line |  |  |  | 23-11-2026 | 09:00 | 16:00 | Annual Maintenance | No area will be affect as 132KV GSS Old rawat will be fed from New Rawat side through (E10Q1- RWT-1) Circuit.
17 | IESCO | GSO Circle | SS&TL ISD | AE(T) NO.I | 132KV RAWAT-2(RAW-2)- KRL (KHT-2) T/Line |  |  |  | 24-11-2026 | 09:00 | 16:00 | Annual Maintenance | No area will be affect as 132KV GSS RAWAT-2 will be fed from New Rawat Side through (E12Q1-RAW-1) Cricuit.
18 | IESCO | GSO Circle | SS&TL ISD | AE(T) No.II | 132KV Mangla-(-E1Q1& -E1Q2) -Kallar Syedan (KRS-1) T/Line |  |  |  | 25-11-2026 | 09:00 | 16:00 | Annual Maintenance | No area will be fed as 132KV GSS Kallar will be fed from Old Rawat side through (KRS-2-RWT-4) circuit
19 | IESCO | GSO Circle | SS&TL ISD | AE(T) NO.I | 132KV KRL (KHT-3)-Kahuta City(KHC-1) T/Line |  |  |  | 26-11-2026 | 09:00 | 16:00 | Annual Maintenance | No area will be affect as 132KV GSS Kahuta City will be fed from Plandri Side through (PLD-3-KHC-2) Circuit.
ANNUAL MAINTENACE SCHEDULE OF TRANSMISSION LINES FOR THE MONTH OF 11-2026 UNDER SS&TL DIVISION IESCO Rawalpindi
1 | IESCO | GSO Circle IESCO Islamabad | SS&TL Division IESCO Rawalpindi | A.E (T) Sub Division IESCO New Wah | 132 KV T/Line NDC/II - Attock Ckt (ISO-101 - ATK-3) |  |  |  | 01.11.2026 | 09:00 hrs | 16:00 hrs | Annual maintenance of Transmission Line & protection testing of C/Bs | During this shutdown 132 KV GSS NDC-II (Consumer Grid) will be affacted.
2 | IESCO | GSO Circle IESCO Islamabad | SS&TL Division IESCO Rawalpindi | A.E (T) Sub Division IESCO Margalla | 132 KV T/Line Margalla - FCP-II Ckt (MRG-4 - ISO-101) |  |  |  | 01.11.2026 | 09:00 hrs | 16:00 hrs | Annual maintenance of Transmission Line & protection testing of C/Bs | No area will be affetced
3 | IESCO | GSO Circle IESCO Islamabad | SS&TL Division IESCO Rawalpindi | A.E (T) Sub Division IESCO Margalla | 132 KV T/Line Lakkarmar to Taman (LKR-1 - TMN-1) |  |  |  | 02.11.2026 | 09:00 hrs | 16:00 hrs | Annual maintenance, protection testing of transmission lines & Circuit Breakers | No area will be effected
4 | IESCO | GSO Circle IESCO Islamabad | SS&TL Division IESCO Rawalpindi | A.E (T) Sub Division IESCO Rawalpindi | 132 KV T/Line Cantt to AGL Ckt (RPC-1 - E2Q1) |  |  |  | 03.11.2026 | 09:00 hrs | 16:00 hrs | Annual maintenance, protection testing of transmission lines & Circuit Breakers | No area will be effected
5 | IESCO | GSO Circle IESCO Islamabad | SS&TL Division IESCO Rawalpindi | A.E (T) Sub Division IESCO Margalla | 132 KV T/Line Jand to Lakkarmar Ckt (JND-4 - LKR-2) |  |  |  | 05.11.2026 | 09:00 hrs | 16:00 hrs | Annual maintenance, protection testing of transmission lines & Circuit Breakers | No area will be effected
6 | IESCO | GSO Circle IESCO Islamabad | SS&TL Division IESCO Rawalpindi | A.E (T) Sub Division IESCO Rawalpindi | 132 KV T/Line B-17 to Cabinet Division (SRK) Ckt (SNJ-1 - SRK-1) |  |  |  | 05.11.2026 | 09:00 hrs | 16:00 hrs | Annual maintenance, protection testing of transmission lines & Circuit Breakers | No area will be effected
7 | IESCO | GSO Circle IESCO Islamabad | SS&TL Division IESCO Rawalpindi | A.E (T) Sub Division IESCO New Wah | 132 KV T/Line Sanjwal to Attock Ckt (SJW-2 - ISO-101) |  |  |  | 07.11.2026 | 09:00 hrs | 16:00 hrs | Annual maintenance, protection testing of transmission lines & Circuit Breakers | No area will be effected
8 | IESCO | GSO Circle IESCO Islamabad | SS&TL Division IESCO Rawalpindi | A.E (T) Sub Division IESCO Rawalpindi | 132 KV T/Line Chaklala to Cantt Ckt (CKL-2 - RPC-2) |  |  |  | 08.11.2026 | 09:00 hrs | 16:00 hrs | Annual maintenance, protection testing of transmission lines & Circuit Breakers | No area will be effected
9 | IESCO | GSO Circle IESCO Islamabad | SS&TL Division IESCO Rawalpindi | A.E (T) Sub Division IESCO Rawalpindi | 132 KV T/Line Chakri to Chakwal Ckt (CKR-2 - CWL-5) |  |  |  | 10.11.2026 | 09:00 hrs | 16:00 hrs | Annual maintenance, protection testing of transmission lines & Circuit Breakers | No area will be effected
10 | IESCO | GSO Circle IESCO Islamabad | SS&TL Division IESCO Rawalpindi | A.E (T) Sub Division IESCO Margalla | 132 KV T/Line Bahtarmor - Lakarmar - Pindigheb (LKR-3 - PGB-2) |  |  |  | 12.11.2026 | 09:00 hrs | 16:00 hrs | Annual maintenance, protection testing of transmission lines & Circuit Breakers | No area will be effected
11 | IESCO | GSO Circle IESCO Islamabad | SS&TL Division IESCO Rawalpindi | A.E (T) Sub Division IESCO Margalla/ Rawalpindi | 132 KV T/Line S/Jani - F/Jang (E17Q1 - FTJ-8 ) |  |  |  | 14.11.2026 | 09:00 hrs | 16:00 hrs | Annual maintenance, protection testing of transmission lines & Circuit Breakers | No area will be effected
12 | IESCO | GSO Circle IESCO Islamabad | SS&TL Division IESCO Rawalpindi | A.E (T) Sub Division IESCO Rawalpindi | 132 KV T/Line DHA/4 to New Rawat Ckt (DHR-1 - E1Q2) |  |  |  | 16.11.2026 | 09:00 hrs | 16:00 hrs | Annual maintenance, protection testing of transmission lines & Circuit Breakers | No area will be effected
13 | IESCO | GSO Circle IESCO Islamabad | SS&TL Division IESCO Rawalpindi | A.E (T) Sub Division IESCO New Wah | 132 KV T/Line Faqirabad to Burhan Ckt (FQB-1 - E8Q1) |  |  |  | 17.11.2026 | 09:00 hrs | 16:00 hrs | Annual maintenance, protection testing of transmission lines & Circuit Breakers | No area will be effected
14 | IESCO | GSO Circle IESCO Islamabad | SS&TL Division IESCO Rawalpindi | A.E (T) Sub Division IESCO Margalla | 132 KV T/Line Bahtarmor - Lakarmar - Pindigheb (LKR-3 - PGB-2) |  |  |  | 18.11.2026 | 09:00 hrs | 16:00 hrs | Annual maintenance, protection testing of transmission lines & Circuit Breakers | No area will be effected
15 | IESCO | GSO Circle IESCO Islamabad | SS&TL Division IESCO Rawalpindi | A.E (T) Sub Division IESCO New Wah | 132 KV T/Line Faqirabad to PAC Kamra Ckt (FQB-3 - KMR-2) |  |  |  | 19.11.2026 | 09:00 hrs | 16:00 hrs | Annual maintenance, protection testing of transmission lines & Circuit Breakers | No area will be effected
16 | IESCO | GSO Circle IESCO Islamabad | SS&TL Division IESCO Rawalpindi | A.E (T) Sub Division IESCO Margalla/Rawalpindi | 132 KV T/Line Tarnol to Fateh Jang (TRN-2 - FTJ-10) |  |  |  | 21.11.2026 | 09:00 hrs | 16:00 hrs | Annual maintenance, protection testing of transmission lines & Circuit Breakers | No area will be effected
17 | IESCO | GSO Circle IESCO Islamabad | SS&TL Division IESCO Rawalpindi | A.E (T) Sub Division IESCO Margalla | 132 KV T/Line M.E.S to S/Town Ckt (M.E.S-2 - SAT-1) | Following 11KV O/G feeders will be affected. |  |  | 22.11.2026 | 09:00 hrs | 14:00 hrs | Annual maintenance, protection testing of transmission lines & Circuit Breakers | For safety purpose area affacted. | During This Shut Down 11 KV O/G feeders will be affected for safety purpose.
[6 empty] | New Race Course | 008622 | Westridge |  |  |  |  | Hali Road, St: 8-9-10, Najam Shaheed Road, Main Iqbal Road, Westridge Bazar, Valley Road and Race Course Road.
[6 empty] | Dhoke Chaudhrian | 008621 | [5 empty] | Lane No. 5,4, Jinnah Lane, Karam Dad Markeet, Kashmir Market Sadat Market and Afshan Colony.
[6 empty] | Millatabad | 008616 | [5 empty] | Misrial Road, Chour Chowk & surrounding Areas.
[6 empty] | Charing Cross | 8602 | [5 empty] | Chour Chowk, Seham Road, St: 8 Qasim Market, Raja Akram Road Romi Lane Gulnar Cly..
[6 empty] | Westridge | 8613 | Pirwadhai |  |  |  |  | Westridge
[6 empty] | Peshawar Road | 8612 | Westridge |  |  |  |  | Mehboob Line, Shabir Line, Line No.1,2,3,6
18 | IESCO | GSO Circle IESCO Islamabad | SS&TL Division IESCO Rawalpindi | A.E (T) Rawalpindi | 132 KV T/Line Tarnol to F/11 Ckt (TRN-1 - ISF-1) |  |  |  | 23.11.2026 | 09:00 hrs | 16:00 hrs | Annual maintenance, protection testing of transmission lines & Circuit Breakers | No area will be effected
19 | IESCO | GSO Circle IESCO Islamabad | SS&TL Division IESCO Rawalpindi | A.E (T) Rawalpindi | 132 KV T/Line Adyala to Chakri Road Ckt (ADL-2 - CHR-3) |  |  |  | 25.11.2026 | 09:00 hrs | 16:00 hrs | Annual maintenance, protection testing of transmission lines & Circuit Breakers | No area will be effected
20 | IESCO | GSO Circle IESCO Islamabad | SS&TL Division IESCO Rawalpindi | A.E (T) Sub Division IESCO New Wah | 132 KV T/Line Margalla to Burhan Ckt (MRG-2 - E12Q1) |  |  |  | 26.11.2026 | 09:00 hrs | 16:00 hrs | Annual maintenance, protection testing of transmission lines & Circuit Breakers | No area will be effected
21 | IESCO | GSO Circle IESCO Islamabad | SS&TL Division IESCO Rawalpindi | A.E (T) Sub Division IESCO Margalla. | 132 KV T/Line Fateh Jang to Ahmedal (FTJ-7 - KHR-2) |  |  |  | 26.11.2026 | 09:00 hrs | 16:00 hrs | Annual maintenance, protection testing of transmission lines & Circuit Breakers | No area will be effected
22 | IESCO | GSO Circle IESCO Islamabad | SS&TL Division IESCO Rawalpindi | A.E (T) Sub Division IESCO Rawalpindi | 132 KV T/Line Chaklala to Al-Ghurair Giga Ckt (GRG-2 - CKL-1) |  |  |  | 29.11.2026 | 09:00 hrs | 16:00 hrs | Annual maintenance, protection testing of transmission lines & Circuit Breakers | No area will be effected
23 | IESCO | GSO Circle IESCO Islamabad | SS&TL Division IESCO Rawalpindi | A.E (T) Sub Division IESCO New Wah | 132 KV T/Line Taxila - HIT - FECTO Ckt (TXL-2 - ISO-101) |  |  |  | 29.11.2026 | 09:00 hrs | 16:00 hrs | Annual maintenance, protection testing of transmission lines & Circuit Breakers | During this shutdown 132 KV GSS HIT & FECTO (Consumer Grids) will be affacted.
24 | IESCO | GSO Circle IESCO Islamabad | SS&TL Division IESCO Rawalpindi | A.E (T) Sub Division IESCO Margalla. | 132 KV T/Line Ahmedal to Pindigheb (KHR-3 - PGB-1) |  |  |  | 30.11.2026 | 09:00 hrs | 16:00 hrs | Annual maintenance, protection testing of transmission lines & Circuit Breakers | No area will be effected
ANNUAL MAINTENACE SCHEDULE OF TRANSMISSION LINES FOR THE MONTH OF 11-2026 UNDER SS&TL DIVISION IESCO Rajjar
1 | IESCO | GSO Islamabad | SS&TL Rajjar | Chakwal | 132KV C.S. SHAH (CSS-5) - DANDOT (DDT-1) | _ |  |  | 03-11-2026 | 9:00 | 16:00 | Annual Maintenance | No area will be affected GSS Dandot, Gharibwal Cement Factory & Pinanwal will be fed from Headfaqurian side & C.S.Shah will be fed from Chakwal side.
2 |  |  |  | Chakwal | 132KV Jatli (JTL-2) - Padshahan (PDN-2) | _ |  |  | 05-11-2026 | 9:00 | 16:00 |  | No area will be affected 132KV GSS Jatli will be fed from Gujjar Khan side (GKN-3) & Padshahan GSS will be fed from Chakwal side (Cwl-12).
3 |  |  |  | Mangla | 132 KV S/C Mangla (E0Q1,E0Q3) -Mirpur (MPR-3) T/Off Chatterpari (ISO-102) | _ |  |  | 05-11-2026 | 8:30 | 16:00 |  | No area will be affected as 132KV GSS Mirpur,Chatterpari & New City Mirpur will be fed from Chaksawari side. In case water level in the Mangla Dam reaches 1237 feet, jumpers will be disconnected & shutdown will not be availed.
4 |  |  |  | Mangla | 132kv D/C Dadyal (DDL-4) - Gulpur (E4Q1). | _ |  |  | 09-11-2026 | 9:00 | 16:00 |  | No area will be affected Gulpur will be fed from Kotli side.
5 |  |  |  | Chakwal | 132KV C.S. SHAH (CSS-3) - BESTWAY CEMENT (ISO-101) | 132KV GSS Bestway Cement factor |  |  | 10-11-2026 | 9:00 | 16:00 |  | 132KV GSS Bestway Cement factory will be affected.
6 |  |  |  | Mangla | 132 KV D/C Chaksawari (CKS-1) - Khoi Ratta (OPEN) | _ |  |  | 11-11-2026 | 9:00 | 16:30 |  | No area will be affected as Line is energized on No load.
7 |  |  |  | Chakwal | 132KV Chakri (CKR-2) - Chakwal (CWL-5) | _ |  |  | 12-11-2026 | 9:00 | 16:00 |  | No area will be affected Load of the circuit will be shifted on 132KV Cwl-6 & Cwl-14 and GSS Chakri will be fed from Rawat side.
8 |  |  |  | Mangla | 132kv D/C Dadyal (DDL-4) - Gulpur (E4Q1). | _ |  |  | 14-11-2026 | 8:30 | 16:00 |  | No area will be affected Gulpur will be fed from Kotli side.
9 |  |  |  | Chakwal | 132KV Gujjar Khan (GKN-3) - Jatli (JTL-1) | _ |  |  | 17-11-2026 | 9:00 | 16:00 |  | No area will be affected 132KV GSS Jatli will be fed from Padshahan side (PDN-2) & GSS Gujjar Khan will be fed from Rawat side.
10 |  |  |  | Jhelum | 132 KV Dadyal (DDL-3) - Chaksawari (CKS-3) | _ |  |  | 17-11-2026 | 9:00 | 16:00 |  | No area will be affected 132KV GSS Chaksawari will be fed from Mirpur (MPR-2 , CKS-2) side.
11 | IESCO | GSO Islamabad | SS&TL Rajjar | Chakwal | 132KV Chakwal (CWL-12) - Padshahan (PDN-1) | _ |  |  | 19-11-2026 | 9:00 | 16:00 | Annual Maintenance | No area will be affected 132KV GSS Padshahan will be fed from Jatli side & Chakwal load will be shifted on 132KV Cwl-5 & Cwl-6.
12 |  |  |  | JHELUM | 132 KV Jhelum (JLM-3)- Bara Gawah (BRG-1) | Following 11 KV O/G Feeders of 132 KV GSS Baragowah will be affected. |  |  | 19-11-2026 | 9:00 | 15:00 |  | GSS Bara Gawah will be affected.
[6 empty] | SOHAN | 63001 | [5 empty] | SOHAN
[6 empty] | BHAGWAL | 63002 | [5 empty] | BHAGWAL
[6 empty] | PADIAL | 63003 | [5 empty] | PADIAL
[6 empty] | HASNOTE | 63004 | [5 empty] | HASNOTE
[6 empty] | NEW CHAKYAM | 63005 | [5 empty] | NEW CHAKYAM
[6 empty] | NEW DOMELI | 63006 | [5 empty] | NEW DOMELI
13 |  |  |  | Jhelum | 132 KV S/C Dina (DNA-1)- R.B Mangla (RBM-2) | _ |  |  | 24-11-2026 | 9:00 | 15:00 |  | No area will be affected 132KV GSS R.B Mangla will be fed from Mangla Power House side.
14 |  |  |  | Chakwal | 132KV Chakwal (CWL-7) - Bhagwal (NLA-1)-Talagang (TLG-1) | Following 11 KV O/G Feeders of 132 KV GSS Bhagwal will be affected. |  |  | 25-11-2026 | 9:00 | 16:00 |  | 132KV GSS , Bhagwal, will be affected. GSS Talagang, Tamman and D.S Bilawal will be fed from Lakarmar side.
[6 empty] | NEELA | 64301 | [5 empty] | NEELA
[6 empty] | HASSAL | 64302 | [5 empty] | HASSAL
[6 empty] | BALKASSAR | 64303 | [5 empty] | BALKASSAR
[6 empty] | KOT CHAUDHRIAN | 64304 | [5 empty] | KOT CHAUDHRIAN
[6 empty] | PIPLI | 64305 | [5 empty] | PIPLI
[6 empty] | DULLAHA | 64306 | [5 empty] | DULLAHA
[6 empty] | KARSAL | 64307 | [5 empty] | KARSAL
15 |  |  |  | Mangla | 132kv D/C Dadyal (DDL-4) - Gulpur (E4Q1). | _ |  |  | 26-11-2026 | 9:00 | 16:00 |  | No area will be affected Gulpur will be fed from Kotli side.
16 | IESCO | GSO Islamabad | SS&TL Rajjar | Chakwal | 132KV C.S.Shah (CSS-4) - KALAR KAHAR (KKR-1) | The following 11 KV O/G Feeder of GSS N.P.Sethi will be affected. |  |  | 28-11-2026 | 9:00 | 14:00 | Annual Maintenance | 132KV GSS N.P. Sethi & GSS Kalar Kahar will be affected.
[6 empty] | Sethi | 059701 | [5 empty] | KALAR KAHAR, RANSIAL, CHUMBI,
[6 empty] | Miani | 059704 | [5 empty] | MIANI,WASNAL,JHAMRA,PAHAR KHAN
[6 empty] | Padrar | - | [5 empty] | under FESCO
[6 empty] | Istaqlal camp | 059705 | [5 empty] | Istaqlal camp
[6 empty] | Dharukna | 059708 | [5 empty] | Dharukna
[6 empty] | PAF K.K | 059707 | [5 empty] | INDEPENDENT ARMY FEEDER.
[6 empty] | Munara | 059702 | [5 empty] | MUNARA, BUCHAL KALAN,SAR
[6 empty] | The following 11 KV O/G Feeder of GSS Kalar Kaharwill be affected. | [6 empty] | 132KV GSS N.P. Sethi & GSS Kalar Kahar will be affected.
[6 empty] | K.K City | 130801 | [5 empty] | Kalar Kahar City,Town Ship, Dhok Muhammad Khan, Mankpur
[6 empty] | Khairpur | 130802 | [5 empty] | Khairpur, Jalabi Chowk, Chak Khushi ,
[6 empty] | Sardhi | 130803 | [5 empty] | Sardhi, Run Sial, Chak Massari.
17 |  |  |  | Mangla | 132 KV Mirpur (MPR-2)- C/Sawari ( CKS-2)-T Off Islamgarh | The following 11 KV O/G Feeder of GSS Islam Garh will be affected. |  |  | 30-11-2026 | 9:00 | 16:00 |  | GSS Islamgarh will be affected
[6 empty] | ISLAM GARH | 106201 | [5 empty] | Bulk Supply of AJK
[6 empty] | POONA | 106202 | [5 empty] | Bulk Supply of AJK
[6 empty] | KAKRHA | 106203 | [5 empty] | Bulk Supply of AJK
[6 empty] | POONA-2 | 106204 | [5 empty] | Bulk Supply of AJK
[6 empty] | KALYAL BANSI AJK | 106205 | [5 empty] | Bulk Supply of AJK
ANNUAL MAINTENACE SCHEDULE OF TRANSMISSION LINES FOR THE MONTH OF 12-2026 UNDER SS&TL DIVISION IESCO ISLAMABAD
1 | IESCO | GSO Circle | SS&TL ISD | AE(T) No.II | 132KV Gangal ( GNG-2)-Nilore (AEC-2) T/Line |  |  |  | 1-12-2026 | 09:00 | 16:00 | Annual Maintenance | No area will be affect as 132KV GSS Gangal will be fed from DHA Valley Side through (GNG-1-DHV-2) & Nilore will be fed from kRL side through AEC-1-KHT-1 circuit
2 | IESCO | GSO Circle | SS&TL ISD | AE(T) No.I | 132KV University (E10Q1)-F-6 (TSD-2) T/Line |  |  |  | 2-12-2026 | 09:00 | 16:00 | Annual Maintenance | No area will be affect as 132KV GSS will be fed from F-11 side through (TSD-1-ISF-2) Circuit.
3 | IESCO | GSO Circle | SS&TL ISD | AE(T) No.II | 132KV Murree (MRE-2)-Chatar Kalas (CKT-1) T/Line | 132KV GSS Chatar kalas & Minhasa will be affect |  |  | 3-12-2026 | 9:00 | 16:00 | anuual Maintenance | 132KV GSS Chattar kalas & Minhasa will be affect during this shutdown
[6 empty] | 132KV GSS Minhasa | [6 empty] | 132KV GSS Minhasa
[6 empty] | Dheer Kot | 79401 | Dheer kot |  |  |  |  | Dheer Kot
[6 empty] | chaman kot | 79402 | Dheer kot |  |  |  |  | chaman kot
[6 empty] | Dana Express | 79409 | Dhana |  |  |  |  | Dana Express
[6 empty] | DAHLA | 79411 | Jheka gali |  |  |  |  | DAHLA
[6 empty] | Gujarkohal | 79412 | Dheerkot |  |  |  |  | Gujarkohal
[6 empty] | Minhasa Sohawa | 79406 | Dheer kot |  |  |  |  | Minhasa Sohawa
[6 empty] | Numble | 79405 | Jheka gali |  |  |  |  | Numble
[6 empty] | Birote | 79408 | Jheka gali |  |  |  |  | Birote
[6 empty] | Rangla | 79407 | Dheer kot |  |  |  |  | Rangla
[6 empty] | Ghazia Abad | 79410 | Dheer kot |  |  |  |  | Ghazia Abad
[6 empty] | 132KV GSS Chattr Kalas | [6 empty] | 132KV GSS Chattr Kalas
[6 empty] | Komi Kot | 13603 | Danna |  |  |  |  | Komi Kot
[6 empty] | chattar kallas-1 | 132601 | Danna |  |  |  |  | chattar kallas-1
[6 empty] | Chattar Kallas-II | 132602 | Danna |  |  |  |  | Chattar Kallas-II
4 | IESCO | GSO Circle | SS&TL ISD | AE(T) No.I | 132KV University(E11Q1)-G-5(ISG-1) T/Line |  |  |  | 5-12-2026 | 09:00 | 16:00 | Annual Maintenance | No area will be affect as 132KV GSS G-5 will be fed from E-8 side through ( ISE-2-ISG-2) Circuit
5 | IESCO | GSO Circle | SS&TL ISD | AE(T) No.II | 132KV Chatar Kalas (CKT-II) - Minhasa (ISO-101) T/Line | 132KV GSS Minhasa will be affect |  |  | 7-12-2026 | 9:00 | 16:00 | anuual Maintenance | 132KV GSS Minhasa will be affect during this shutdown
[6 empty] | 132KV GSS Minhasa | [6 empty] | 132KV GSS Minhasa
[6 empty] | Dheer Kot | 79401 | Dheer kot |  |  |  |  | Dheer Kot
[6 empty] | chaman kot | 79402 | Dheer kot |  |  |  |  | chaman kot
[6 empty] | Dana Express | 79409 | Dhana |  |  |  |  | Dana Express
[6 empty] | DAHLA | 79411 | Jheka gali |  |  |  |  | DAHLA
[6 empty] | Gujarkohal | 79412 | Dheerkot |  |  |  |  | Gujarkohal
[6 empty] | Minhasa Sohawa | 79406 | Dheer kot |  |  |  |  | Minhasa Sohawa
[6 empty] | Numble | 79405 | Jheka gali |  |  |  |  | Numble
[6 empty] | Birote | 79408 | Jheka gali |  |  |  |  | Birote
[6 empty] | Rangla | 79407 | Dheer kot |  |  |  |  | Rangla
[6 empty] | Ghazia Abad | 79410 | Dheer kot |  |  |  |  | Ghazia Abad
6 | IESCO | GSO Circle | SS&TL ISD | AE(T) No.I | 132KV F-11(ISF-2)-F-6(TSD-1) T/Line |  |  |  | 10-12-2026 | 09:00 | 16:00 | Annual Maintenance | No area will be affect as 132KV GSS F-11 will be fed from Tarnol side through (ISF-1-TRN-1) & F-6 will be fed from University side through ( TSD-2-E10Q1) Circuit
7 | IESCO | GSO Circle | SS&TL ISD | AE(T) No.II | 132KV NPF(NPF-1) - Gulberg (GUB-1) T/Line |  |  |  | 14-12-2026 | 09:00 | 16:00 | Annual Maintenance | No area will be affect as 132KV GSS NPF will be fed from DHA side through (NPF-2- ISO-1) Circuit
8 | IESCO | GSO Circle | SS&TL ISD | AE(T) No.I | 132KV F-11(ISF-1)-Tarnol (TRN-1) T/Line |  |  |  | 15-12-2026 | 09:00 | 16:00 | Annual Maintenance | No area will be affect as 132KV GSS F-11 will be fed from F-6 side through (ISF-2-TSD-1) & Tarnol will be fed from NIIA through TRN-2-BIA-3 circuit
9 | IESCO | GSO Circle | SS&TL ISD | AE(T) No.II | 132KV New Rawat (E13Q1)-DHA valley ( DHV-1) T/Line |  |  |  | 16-12-2026 | 09:00 | 16:00 | Annual Maintenance | No area will be affect as 132KV GSS DHA Valley will be fed from Gangal side through DHV-2-GNG-1 Circuit.
10 | IESCO | GSO Circle | SS&TL ISD | AE(T) No.I | 132KV kahuta City (KHC-2) Plandri (PLD-3) T/Line |  |  |  | 17-12-2026 | 09:00 | 16:00 | Annual Maintenance | No area will be affect as 132KV GSS kahuta city will be fed from KRL Side through (KHC-1-KHT-3) Circuit, & Plandri will be fed from Tararkhal side through (PLD-4-TRR-6) circuit.
ANNUAL MAINTENACE SCHEDULE OF TRANSMISSION LINES FOR THE MONTH OF 12-2026 UNDER SS&TL DIVISION IESCO RAWALPINDI
1 | IESCO | GSO Circle IESCO Islamabad | SS&TL Division IESCO Rawalpindi | A.E (T) Sub Division IESCO Rawalpindi | 132 KV T/Line Sowan to DHA Emaar Ckt (SAN-2 - DHE-2) |  |  |  | 02.12.2026 | 09:00 hrs | 16:00 hrs | Annual maintenance, protection testing of transmission lines & Circuit Breakers | No area will be effected
2 | IESCO | GSO Circle IESCO Islamabad | SS&TL Division IESCO Rawalpindi | A.E (T) Sub Division IESCO Rawalpindi | 132 KV T/Line K.T.M to Sangjani Ckt (K.T.M-2 - E12Q1) |  |  |  | 03.12.2026 | 09:00 hrs | 16:00 hrs | Annual maintenance, protection testing of transmission lines & Circuit Breakers | No area will be effected
3 | IESCO | GSO Circle IESCO Islamabad | SS&TL Division IESCO Rawalpindi | A.E (T) Sub Division IESCO New Wah | 132 KV T/Line New Wah CKT-1 to Burhan Ckt (WAH-1 - E2Q1) |  |  |  | 05.12.2026 | 09:00 hrs | 16:00 hrs | Annual maintenance, protection testing of transmission lines & Circuit Breakers | No area will be effected
4 | IESCO | GSO Circle IESCO Islamabad | SS&TL Division IESCO Rawalpindi | A.E (T) Sub Division IESCO Rawalpindi | 132 KV T/Line Cabinet Division (SRK) to N.I.I.Airport Ckt (SRK-2 - BIA-3) |  |  |  | 06.12.2026 | 09:00 hrs | 16:00 hrs | Annual maintenance, protection testing of transmission lines & Circuit Breakers | No area will be effected
5 | IESCO | GSO Circle IESCO Islamabad | SS&TL Division IESCO Rawalpindi | A.E (T) Sub Division IESCO New Wah | 132 KV T/Line Taxila to AWC Ckt (TXL-4 - AWC-1) |  |  |  | 06.12.2026 | 09:00 hrs | 16:00 hrs | Annual maintenance, protection testing of transmission lines & Circuit Breakers | No area will be effected
6 | IESCO | GSO Circle IESCO Islamabad | SS&TL Division IESCO Rawalpindi | A.E (T) Sub Division IESCO Margalla | 132 KV T/Line Fateh Jang - Basal (FTJ-6 - BSL-3) |  |  |  | 07.12.2026 | 09:00 hrs | 16:00 hrs | Annual maintenance, protection testing of transmission lines & Circuit Breakers | No area will be effected
7 | IESCO | GSO Circle IESCO Islamabad | SS&TL Division IESCO Rawalpindi | A.E (T) Sub Division IESCO Rawalpindi | 132 KV T/Line K.T.M to New K.T.M Ckt (K.T.M-5 - NKT-2) |  |  |  | 09.12.2026 | 09:00 hrs | 16:00 hrs | Annual maintenance, protection testing of transmission lines & Circuit Breakers | No area will be effected
8 | IESCO | GSO Circle IESCO Islamabad | SS&TL Division IESCO Rawalpindi | A.E (T) Sub Division IESCO New Wah | 132 KV T/Line Sangjani - CDA/2 - Burhan (spare) Ckt. (E8Q1 - No VCB) |  |  |  | 10.12.2026 | 09:00 hrs | 16:00 hrs | Annual maintenance, protection testing of transmission lines & Circuit Breakers | No area will be effected
9 | IESCO | GSO Circle IESCO Islamabad | SS&TL Division IESCO Rawalpindi | A.E (T) Sub Division IESCO Rawalpindi | 132 KV T/Line Al-Ghurair Giga - New Rawat Ckt (GRG-1 - E17Q1) |  |  |  | 10.12.2026 | 09:00 hrs | 16:00 hrs | Annual maintenance, protection testing of transmission lines & Circuit Breakers | No area will be effected
10 | IESCO | GSO Circle IESCO Islamabad | SS&TL Division IESCO Rawalpindi | A.E (T) Sub Division IESCO Rawalpindi | 132 KV T/Line Bakramandi - New K.T.M Ckt (BKM-1 - NKT-1) |  |  |  | 12.12.2026 | 09:00 hrs | 16:00 hrs | Annual maintenance, protection testing of transmission lines & Circuit Breakers | No area will be effected
11 | IESCO | GSO Circle IESCO Islamabad | SS&TL Division IESCO Rawalpindi | A.E (T) Sub Division IESCO Margalla/New Wah | 132 KV T/Line Taxila to New Wah Ckt (TXL-1 - WAH-4) |  |  |  | 13.12.2026 | 09:00 hrs | 16:00 hrs | Annual maintenance, protection testing of transmission lines & Circuit Breakers | No area will be effected
12 | IESCO | GSO Circle IESCO Islamabad | SS&TL Division IESCO Rawalpindi | A.E (T) Sub Division IESCO New Wah | 132 KV T/Line Attock to Gondal Ckt (ATK-2 - GND-3) |  |  |  | 15.12.2026 | 09:00 hrs | 16:00 hrs | Annual maintenance, protection testing of transmission lines & Circuit Breakers | No area will be effected
13 | IESCO | GSO Circle IESCO Islamabad | SS&TL Division IESCO Rawalpindi | A.E (T) Sub Division IESCO Rawalpindi | 132 KV T/Line B-17 - Sangjani Ckt (SNJ-2 - E15Q1) |  |  |  | 16.12.2026 | 09:00 hrs | 16:00 hrs | Annual maintenance, protection testing of transmission lines & Circuit Breakers | No area will be effected
14 | IESCO | GSO Circle IESCO Islamabad | SS&TL Division IESCO Rawalpindi | A.E (T) Sub Division IESCO New Wah | 132 KV T/Line Burhan - AWC Ckt (E3Q1 - AWC-2) |  |  |  | 17.12.2026 | 09:00 hrs | 16:00 hrs | Annual maintenance, protection testing of transmission lines & Circuit Breakers | No area will be effected
15 | IESCO | GSO Circle IESCO Islamabad | SS&TL Division IESCO Rawalpindi | A.E (T) Sub Division IESCO Rawalpindi | 132 KV T/Line F/16 - Sangjani Ckt (ISA-1 - E13Q1) |  |  |  | 17.12.2026 | 09:00 hrs | 16:00 hrs | Annual maintenance, protection testing of transmission lines & Circuit Breakers | No area will be effected
16 | IESCO | GSO Circle IESCO Islamabad | SS&TL Division IESCO Rawalpindi | A.E (T) Sub Division IESCO New Wah | 132 KV T/Line Sangjani - Taxila along with CDA pumping Ckt (E9Q1- TXL-3) |  |  |  | 19.12.2026 | 09:00 hrs | 16:00 hrs | Annual maintenance, protection testing of transmission lines & Circuit Breakers | No area will be effected
17 | IESCO | GSO Circle IESCO Islamabad | SS&TL Division IESCO Rawalpindi | A.E (T) Sub Division IESCO Margalla | 132 KV T/Line Basal-Jand (BSL-2 - JND-3) |  |  |  | 19.12.2026 | 09:00 hrs | 16;00 hrs | Annual maintenance of Transmission Line & protection testing of C/Bs | No area will be affetced
18 | IESCO | GSO Circle IESCO Islamabad | SS&TL Division IESCO Rawalpindi | A.E (T) Sub Division IESCO Rawalpindi | 132 KV T/Line Sangjani - Margalla Ckt (E5Q1 - MRG-1) |  |  |  | 20.12.2026 | 09:00 hrs | 16:00 hrs | Annual maintenance, protection testing of transmission lines & Circuit Breakers | No area will be effected
19 | IESCO | GSO Circle IESCO Islamabad | SS&TL Division IESCO Rawalpindi | A.E (T) Sub Division IESCO Margalla/New Wah | 132 KV T/Line Burhan - Fateh Jang (E16Q1 - FTJ-9) |  |  |  | 21.12.2026 | 09:00 hrs | 16:00 hrs | Annual maintenance, protection testing of transmission lines & Circuit Breakers | No area will be effected
20 | IESCO | GSO Circle IESCO Islamabad | SS&TL Division IESCO Rawalpindi | A.E (T) Sub Division IESCO Rawalpindi | 132 KV T/Line Chakri Road - I/16 Ckt (CHR-1 - ISB-4) |  |  |  | 21.12.2026 | 09:00 hrs | 16:00 hrs | Annual maintenance, protection testing of transmission lines & Circuit Breakers | No area will be effected
21 | IESCO | GSO Circle IESCO Islamabad | SS&TL Division IESCO Rawalpindi | A.E (T) Sub Division IESCO New Wah | 132 KV T/Line Burhan - New Wah CKT-2 (E4Q1 - WAH-2) |  |  |  | 24.12.2026 | 09:00 hrs | 16:00 hrs | Annual maintenance, protection testing of transmission lines & Circuit Breakers | No area will be effected
22 | IESCO | GSO Circle IESCO Islamabad | SS&TL Division IESCO Rawalpindi | A.E (T) Sub Division IESCO New Wah | 132 KV T/Line New Wah - ACL Ckt (WAH-14 - ISO-101) |  |  |  | 26.12.2026 | 09:00 hrs | 16:00 hrs | Annual maintenance, protection testing of transmission lines & Circuit Breakers | During this Shutdown 132 KV GSS ACL (Consumer Grid) will be affacted.
23 | IESCO | GSO Circle IESCO Islamabad | SS&TL Division IESCO Rawalpindi | A.E (T) Sub Division IESCO Rawalpindi | 132 KV T/Line Bakramandi - ARL Ckt (BKM-3 - ISO Bay) |  |  |  | 26.12.2026 | 09:00 hrs | 16:00 hrs | Annual maintenance, protection testing of transmission lines & Circuit Breakers | During this Shutdown 132 KV GSS ARL (Consumer Grid) will be affacted.
24 | IESCO | GSO Circle IESCO Islamabad | SS&TL Division IESCO Rawalpindi | A.E (T) Sub Division IESCO Margalla | 132 KV T/Line Lakarmar - Pindigheb (LKR-3 - PGB-2) |  |  |  | 28.12.2026 | 09:00 hrs | 16:00 hrs | Annual maintenance, protection testing of transmission lines & Circuit Breakers | No area will be effected
25 | IESCO | GSO Circle IESCO Islamabad | SS&TL Division IESCO Rawalpindi | A.E (T) Sub Division IESCO Rawalpindi | 132 KV T/Line F/16 - I/16 Ckt (ISA-2 - ISB-1) |  |  |  | 29.12.2026 | 09:00 hrs | 16:00 hrs | Annual maintenance, protection testing of transmission lines & Circuit Breakers | No area will be effected
ANNUAL MAINTENACE SCHEDULE OF TRANSMISSION LINES FOR THE MONTH OF 12-2026 UNDER SS&TL DIVISION IESCO RAJJAR
1 | IESCO | GSO Islamabad | SS&TL Rajjar | Chakwal | 132KV TAMMAN (TMN-2) D.S.Bilawal (DSB-3) - | _ |  |  | 01-12-2026 | 9:00 | 16:00 | Annual maintenance | No Area will be affected GSS Tamman will be feed from Lakarmar side and D.S.Bilawal will be feed from Talagang side
2 |  |  |  | Jhelum | 132KV Head Faqurian (HFQ-3) - Dandot (DDT-3) | _ |  |  | 03-12-2026 | 9:00 | 16:00 |  | No area will be affected132KV GSS Dandot will be fed from C.S.Shah side.
3 |  |  |  | Chakwal | 132KV TALAGANG (TLG-2) - TAMMAN (TMN-3) | _ |  |  | 04-12-2026 | 9:00 | 16:00 |  | No Area will be affected GSS Tamman will be feed from Lakarmar side & GSS Talagang will be feed from Chakwal side
4 |  |  |  | Jhelum | 132 KV Mangla (E2Q2 ,E2Q3) Gujjar Khan (GKN-1) | _ |  |  | 07-12-2026 | 9:00 | 16:00 |  | No area will be affected as 132 KV GSS Gujjar Khan will be fed from Rawat side.
5 |  |  |  | Chakwal | 132 KV Chakwal (CWL-9) - Dil Jabba (DJK-1) | _ |  |  | 08-12-2026 | 9:00 | 16:00 |  | No area will be affected as the load of 132 KV CWL-9 will be shifted on 132 KV CWl-8 & 132 KV GSS Dil Jabba Khanpur will be fed from 132 KV GSS C.S. Shah
6 |  |  |  | Jhelum | 132 KV S/C Jhelum(JLM-1)- Sohawa (SWA-2) | _ |  |  | 08-12-2026 | 9:00 | 16:00 |  | No Area will be affectedas GSS Sohawa will be feed from New Rawat side.
7 |  |  |  | Chakwal | 132KV RAWAT (E2Q2) - CHAKRI (CKR-1) | - |  |  | 10-12-2026 | 9:00 | 16:00 |  | No area will be affected Load of the circuit will be shifted on Cwl-6 & Cwl-14 & 132KV GSS Chakri will be fed from Chakwal Side (Cwl-5).
8 |  |  |  | Jhelum | 132 KV D/C Jhelum(JLM-2)- Mangla (E3Q3), (E3Q2) | _ |  |  | 10-12-2026 | 9:00 | 16:00 |  | No Area will be affected as GSS Jhelum will be feed from GSS Sohawa side.
9 |  |  |  | Mangla | 132kv D/C Dadyal (DDL-4) - Gulpur (E4Q1). | _ |  |  | 14-12-2026 | 9:00 | 16:00 |  | No area will be affected Gulpur will be fed from Kotli side.
10 |  |  |  | Jhelum | 132 KV S/C Dina(DNA-2)-Sangohi (SGI-2) | - |  |  | 15-12-2026 | 9:00 | 16:00 |  | No Area will be affected GSS Sangohi will be feed from New Rawat side.
11 |  |  |  | Chakwal | 132KV DANDOT (DDT-4) - DANDOT CEMENT (ISO-101) | 132KV GSS Dandot Cement factory |  |  | 16-12-2026 | 9:00 | 16:00 |  | 132KV GSS Dandot Cement factory will be affected.
12 | IESCO | GSO Islamabad | SS&TL Rajjar | Mangla | 132 KV Chattarpari (CTP-3) - New City Mirpur (NCM-1) | Following 11KV O/G Feeders of 132 KV GSS N. C. Mirpurl will be affected. |  |  | 21-12-2026 | 09:00 | 15:00 | Annual maintenance | GSS New City Mirpur will be affected
[6 empty] | FEEDER-A | 103201 | [5 empty] | Bulk supply of AJK
[6 empty] | FEEDER-F | 103202 | [5 empty] | Bulk supply of AJK
[6 empty] | FEEDER-B | 103203 | [5 empty] | Bulk supply of AJK
[6 empty] | FEEDER-C | 103204 | [5 empty] | Bulk supply of AJK
[6 empty] | MANGLA METAL | 103205 | [5 empty] | Bulk supply of AJK
[6 empty] | SHAH PUR | 103206 | [5 empty] | Bulk supply of AJK
[6 empty] | SANG | 103207 | [5 empty] | Bulk supply of AJK
[6 empty] | JARI KAS COMP. | 103208 | [5 empty] | Bulk supply of AJK
13 |  |  |  | Chakwal | 132KV Chakwal (Cwl-10) - Pakistan Cement (ISO-101) | 132KV GSS Pakistan Cement factor |  |  | 22-12-2026 | 900 | 1600 |  | Pakistan Cement factory GSS will be affected.
14 |  |  |  | Chakwal | 132KV Dandot (DDT-2) - Pinanwal (PNL-1) | The following 11 KV O/G Feeder of GSS Pinanwal will be affected. |  |  | 23-12-2026 | 9:00 | 14:00 |  | 132KV GSS Pinanwal will be effected & Gharibwal Cement Factory load will be shifted on Malikwal side.
[6 empty] | RAWAL | 58201 | [5 empty] | RAWAL
[6 empty] | SAGHARPUR | 58202 | [5 empty] | SAGHARPUR
[6 empty] | JALALPUR | 58203 | [5 empty] | JALALPUR
[6 empty] | C.W.O. | 58204 | [5 empty] | C.W.O.
[6 empty] | DHARYALA JALIP | 58205 | [5 empty] | DHARYALA JALIP
[6 empty] | ABDULLAH PUR | 58206 | [5 empty] | ABDULLAH PUR
15 |  |  |  | Jhelum | 132 KV New Rawat (E5Q1)- Singohi (SGI-1) | _ |  |  | 28-12-2026 | 9:00 | 16:00 |  | No area will be affected 132KV GSS Sangohi will be fed from Dina side.
16 |  |  |  | Chakwal | 132KV Kallar Kahar (KKR-2) - N.P Sethi Ckt |  |  |  | 30-12-2026 | 9:00 | 14:00
[6 empty] | Sethi | 059701 | [5 empty] | KALAR KAHAR, RANSIAL, CHUMBI,
[6 empty] | Miani | 059704 | [5 empty] | MIANI,WASNAL,JHAMRA,PAHAR KHAN
[6 empty] | Padrar | - | [5 empty] | under FESCO
[6 empty] | Is camp | 059705 | [5 empty] | Istaqlal camp
[6 empty] | Dharukna | 059708 | [5 empty] | Dharukna
[6 empty] | PAF K.K | 059707 | [5 empty] | INDEPENDENT ARMY FEEDER.
[6 empty] | Munara | 059702 | [5 empty] | MUNARA, BUCHAL KALAN,SAR
ANNUAL MAINTENACE SCHEDULE OF TRANSMISSION LINES FOR THE MONTH OF 01-2027 UNDER SS&TL DIVISION IESCO ISLAMABAD
1 | IESCO | GSO Circle | SS&TL ISD | AE(T) No.II | 132KV Zeropoint ( ISD-3) - Rawal(RWL-3) T/Line |  |  |  | 02-01-2027 | 9:00 | 16:00 | anuual Maintenance | No area will be affect during this shutdown as 132KV GSS Rawal will be fed from 220 KV University Side through E9Q1-RWL-1 & Zero Point will be fed from 132KV GSS G-13 side through ISD-1-IBG-2 circuit
2 | IESCO | GSO Circle | SS&TL ISD | AE(T) Rawalakot | 132KV Kotli (KLI-2) - Trarkhal (TRR-1) T/Line |  |  |  | 02-01-2027 | 9:00 | 16:00 | anuual Maintenance | No Area will be effect during this shutdown as 132KV GSS Trarkhal will be fed from Rawalakot Side through (TRR-5-RWK-3) circuit & kotli will be fed from Gulpur side through ( E1Q1-KLI-1) Circuit
3 | IESCO | GSO Circle | SS&TL ISD | AE(T) No.II | 132KV Zeropoint ( ISD-3) - Rawal(RWL-3) T/Line |  |  |  | 03-01-2027 | 9:00 | 16:00 | anuual Maintenance | No area will be affect during this shutdown as 132KV GSS Rawal will be fed from 220 KV University Side through E9Q1-RWL-1 & Zero Point will be fed from 132KV GSS G-13 side through ISD-1-IBG-2 circuit
4 | IESCO | GSO Circle | SS&TL ISD | AE(T) Rawalakot | 132KV Kotli (KLI-2) - Trarkhal (TRR-1) T/Line |  |  |  | 03-01-2027 | 9:00 | 16:00 | anuual Maintenance | No Area will be effect during this shutdown as 132KV GSS Trarkhal will be fed from Rawalakot Side through (TRR-5-RWK-3) circuit & kotli will be fed from Gulpur side through ( E1Q1-KLI-1) Circuit
5 | IESCO | GSO Circle | SS&TL ISD | AE(T) No.II | 132KV Zeropoint ( ISD-4) - Rawal(RWL-4) T/Line |  |  |  | 04-01-2027 | 9:00 | 16:00 | anuual Maintenance | No area will be affect during this shutdown as 132KV GSS Rawal will be fed from 220 KV University Side through E9Q1-RWL-1 & Zero Point will be fed from 132KV GSS G-13 side through ISD-1-IBG-2 circuit
6 | IESCO | GSO Circle | SS&TL ISD | AE(T) Rawalakot | 132KV Kotli (KLI-2) - Trarkhal (TRR-1) T/Line |  |  |  | 04-01-2027 | 9:00 | 16:00 | anuual Maintenance | No Area will be effect during this shutdown as 132KV GSS Trarkhal will be fed from Rawalakot Side through (TRR-5-RWK-3) circuit & kotli will be fed from Gulpur side through ( E1Q1-KLI-1) Circuit
7 | IESCO | GSO Circle | SS&TL ISD | AE(T) NO.I | 132KV Nust( NST-2)-H-11 (ISH-1) T/Line |  |  |  | 04-01-2027 | 09:00 | 16:00 | Annual maintenance | No area will be affect during this shutdown as 132KV GSS H-11 will be fed from 132KV GSS I -10 side through (ISH-2-ISI-1) circuti.
8 | IESCO | GSO Circle | SS&TL ISD | AE(T) No.II | 132KV Zeropoint ( ISD-4) - Rawal(RWL-4) T/Line |  |  |  | 05-01-2027 | 9:00 | 16:00 | anuual Maintenance | No area will be affect during this shutdown as 132KV GSS Rawal will be fed from 220 KV University Side through E9Q1-RWL-1 & Zero Point will be fed from 132KV GSS G-13 side through ISD-1-IBG-2 circuit
9 | IESCO | GSO Circle | SS&TL ISD | AE(T) No.I | 132KV F-11(ISF-1)-Tarnol (TRN-1) T/Line |  |  |  | 05-01-2027 | 09:00 | 16:00 | Annual Maintenance | No area will be affect as 132KV GSS F-11 will be fed from F-6 side through (ISF-2-TSD-1) & Tarnol will be fed from NIIA through TRN-2-BIA-3 circuit
10 | IESCO | GSO Circle | SS&TL ISD | AE(T) No.I | 132KV I-10 (ISI-1)-H-11(ISH-2) T/Line |  |  |  | 06-01-2027 | 9:00 | 16:00 | anuual Maintenance | No area will be affect during this shutdown as 132KV GSS I-10 will be fed from Zero Point side through ( ISI-2-ISD-2) circuit. & H-11 will be fed from Nust side through ( ISH-1-NST-2) Circuit.
11 | IESCO | GSO Circle | SS&TL ISD | AE(T) No.II | 132KV ZeroPoint (ISD-5)-I-8 (ISM-1) T/Line |  |  |  | 06-01-2027 | 9:00 | 16:00 | anuual Maintenance | No. area will be affected. As 132KV GSS I-8 will be fed from 132KV GSS St: Town Through ISM2-SAT-2 circuit.
12 | IESCO | GSO Circle | SS&TL ISD | AE(T) Rawalakot | 132KV Kotli (KLI-2) - Trarkhal (TRR-1) T/Line |  |  |  | 06-01-2027 | 9:00 | 16:00 | anuual Maintenance | No Area will be effect during this shutdown as 132KV GSS Trarkhal will be fed from Rawalakot Side through (TRR-5-RWK-3) circuit & kotli will be fed from Gulpur side through ( E1Q1-KLI-1) Circuit
13 | IESCO | GSO Circle | SS&TL ISD | AE(T) No.II | 132KV ZeroPoint (ISD-5) - I-8 (ISM-1) T/Line- |  |  |  | 07-01-2027 | 9:00 | 16:00 | anuual Maintenance | No. area will be affected. As 132KV GSS I-8 will be fed from 132KV GSS St: Town Through ISM2-SAT-2 circuit.
14 | IESCO | GSO Circle | SS&TL ISD | AE(T) No.I | 132KV D-12(ISL-1)-G-9 (IDG-1) T/Line |  |  |  | 07-01-2027 | 9:00 | 16:00 | anuual Maintenance | No. area will be affected. As 132KV GSS G-9 will be fed from 132KV GSS E-8 side through IDG-2-ISE-1 Circuit & D-12 will be fed from Sangjani side through E14Q1-ISL-2 circuit
15 | IESCO | GSO Circle | SS&TL ISD | AE(T) No.II | 132KV University(E9Q1) - Rawal (RWL-1) T/Line |  |  |  | 09-01-2027 | 9:00 | 16:00 | anuual Maintenance | No. area will be affected. As 132KV GSS Rawal will be fed from 2nd source from 220KV University Side through (E5Q1-RWL-2) circuit.
16 | IESCO | GSO Circle | SS&TL ISD | AE(T) No.I | 132KV D-12 ( ISL-1) - G-9 ( IDG-1) T/Line |  |  |  | 09-01-2027 | 9:00 | 16:00 | anuual Maintenance | No. area will be affected. As 132KV GSS D-12 will be fed from Sangjani side through ( E14Q1-ISL-2) Circuit. & G-9 will be fed from E-8 side through (ISE-1-IDG-2) Circuit.
17 | IESCO | GSO Circle | SS&TL ISD | AE(T) Rawalakot | 132KV Kotli (KLI-2) - Trarkhal (TRR-1) T/Line |  |  |  | 09-01-2027 | 9:00 | 16:00 | anuual Maintenance | No Area will be effect during this shutdown as 132KV GSS Trarkhal will be fed from Rawalakot Side through (TRR-5-RWK-3) circuit & kotli will be fed from Gulpur side through ( E1Q1-KLI-1) Circuit
18 | IESCO | GSO Circle | SS&TL ISD | AE(T) No.II | 132KV University(E5Q1) - Rawal (RWL-2) T/Line |  |  |  | 10-01-2027 | 9:00 | 16:00 | anuual Maintenance | No. area will be affected. As 132KV GSS Rawal will be fed from 2nd source from 220KV University Side through (E9Q1-RWL-1) circuit.
19 | IESCO | GSO Circle | SS&TL ISD | AE(T) Rawalakot | 132KV Kotli (KLI-2) - Trarkhal (TRR-1) T/Line |  |  |  | 10-01-2027 | 9:00 | 16:00 | anuual Maintenance | No Area will be effect during this shutdown as 132KV GSS Trarkhal will be fed from Rawalakot Side through (TRR-5-RWK-3) circuit & kotli will be fed from Gulpur side through ( E1Q1-KLI-1) Circuit
20 | IESCO | GSO Circle | SS&TL ISD | AE(T) No.II | 132KV University(E9Q1) - Rawal (RWL-1) T/Line |  |  |  | 11-01-2027 | 9:00 | 16:00 | anuual Maintenance | No. area will be affected. As 132KV GSS Rawal will be fed from 2nd source from 220KV University Side through (E5Q1-RWL-2) circuit.
21 | IESCO | GSO Circle | SS&TL ISD | AE(T) No.I | 132KV kahuta City (KHC-2) Plandri (PLD-3) T/Line |  |  |  | 12-01-2027 | 09:00 | 16:00 | Annual Maintenance | No area will be affect as 132KV GSS kahuta city will be fed from KRL Side through (KHC-1-KHT-3) Circuit, & Plandri will be fed from Tararkhal side through (PLD-4-TRR-6) circuit.
22 | IESCO | GSO Circle | SS&TL ISD | AE(T) No.II | 132KV University(E5Q1) - Rawal (RWL-2) T/Line |  |  |  | 12-01-2027 | 9:00 | 16:00 | anuual Maintenance | No. area will be affected. As 132KV GSS Rawal will be fed from 2nd source from 220KV University Side through (E9Q1-RWL-1) circuit.
23 | IESCO | GSO Circle | SS&TL ISD | AE(T) No.II | 132KVBarakaho (BKU-1) -Nilore (AEC-3) T/Line |  |  |  | 14-01-2027 | 09:00 | 16:00 | Annual maintenance | No. area will be affected. As 132KV GSS Barakhao will be fed from 220KV University side through (E2Q1-BKU-2) circuit & Nilore will be fed from (AEC-1-KHT-1 ) Circuit.
24 | IESCO | GSO Circle | SS&TL ISD | AE(T) No.II | 132KV University (E2Q1) - Murree (E/S) | 11KV O/G feeders of I/C No.I at 132KV GSS Murree |  |  | 16-01-2027 | 9:00 | 16:00 | anuual Maintenance | 132KV GSS DESTO,Sambli,Muree ,Chattar kalas & Minhasa will be affect during this shutdown
[6 empty] | Pindi Point | 13707 | MRE-1 |  |  |  |  | Pindi Point
[6 empty] | Barriyan | 13706 | Jhega Gali |  |  |  |  | Barriyan
[6 empty] | Public Health | 13709 | MRE-1 |  |  |  |  | Public Health
[6 empty] | Gharial | 13711 | Jhega Gali |  |  |  |  | Gharial
[6 empty] | PAF | 13710 | Patriata |  |  |  |  | PAF
[6 empty] | Upper Topa | 13705 | Patriata |  |  |  |  | Upper Topa
[6 empty] | Lora | 13703 | Lora |  |  |  |  | Lora
[6 empty] | Patriata | 13712 | Patriata |  |  |  |  | Patriata
[6 empty] | Company Bagh | 13713 | MRE-1 |  |  |  |  | Company Bagh
[6 empty] | Cecil Resotor | 13714 | MRE-1 |  |  |  |  | Cecil Resotor
[6 empty] | Lora-2 | 13715 | Lora |  |  |  |  | Lora-2
[6 empty] | MCM | 13716 | Jhega Gali |  |  |  |  | MCM
[6 empty] | TDCP | 13717 | Patriata |  |  |  |  | TDCP
11KV I/C No.II
[6 empty] | Kohala | 13701 | Jhega Gali |  |  |  |  | Kohala
[6 empty] | Sunny Bank | 13702 | MRE-1 |  |  |  |  | Sunny Bank
[6 empty] | Kuldana | 13704 | MRE-1 |  |  |  |  | Kuldana
[6 empty] | PC | 13708 | Jhega Gali |  |  |  |  | PC
[6 empty] | 132KV GSS Minhasa | [6 empty] | 132KV GSS Minhasa
[6 empty] | Dheer Kot | 79401 | Dheer kot |  |  |  |  | Dheer Kot
[6 empty] | chaman kot | 79402 | Dheer kot |  |  |  |  | chaman kot
[6 empty] | Dana Express | 79409 | Dhana |  |  |  |  | Dana Express
[6 empty] | DAHLA | 79411 | Jheka gali |  |  |  |  | DAHLA
[6 empty] | Gujarkohal | 79412 | Dheerkot |  |  |  |  | Gujarkohal
[6 empty] | Minhasa Sohawa | 79406 | Dheer kot |  |  |  |  | Minhasa Sohawa
[6 empty] | Numble | 79405 | Jheka gali |  |  |  |  | Numble
[6 empty] | Birote | 79408 | Jheka gali |  |  |  |  | Birote
[6 empty] | Rangla | 79407 | Dheer kot |  |  |  |  | Rangla
[6 empty] | Ghazia Abad | 79410 | Dheer kot |  |  |  |  | Ghazia Abad
[6 empty] | 132KV GSS Chattr Kalas | [6 empty] | 132KV GSS Chattr Kalas
[6 empty] | Komi Kot | 13603 | Danna |  |  |  |  | Komi Kot
[6 empty] | chattar kallas-1 | 132601 | Danna |  |  |  |  | chattar kallas-1
[6 empty] | Chattar Kallas-II | 132602 | Danna |  |  |  |  | Chattar Kallas-II
[6 empty] | DESTO | 106301 | Consumer GSS |  |  |  |  | DESTO
[6 empty] | PAEC | 114401 | Consumer GSS |  |  |  |  | PAEC (Sambli Bharalmal)
26 | IESCO | GSO Circle | SS&TL ISD | AE(T) No.I | 132KV University (E10Q1)-F-6 (TSD-2) T/Line |  |  |  | 14-01-2027 | 09:00 | 16:00 | Annual Maintenance | No area will be affect as 132KV GSS will be fed from F-11 side through (TSD-1-ISF-2) Circuit.
26 | IESCO | GSO Circle | SS&TL ISD | AE(T) No.I | 132KV Kahuta City ( KHC-3)-Chaint (CNT-1) T/Line | 132KV GSS Chaint will be affect |  |  | 18-01-2027 | 09:00 | 14:00 | Annual maintenance | 132KV GSS Chaint will be affect during this shutdown
[6 empty] | Lehtrar | 103701 | Kahuta |  |  |  |  | Lehtrar
[6 empty] | Kror | 103704 | Nilore |  |  |  |  | Kror
[6 empty] | Blawara | 103703 | Patriata |  |  |  |  | Blawara
[6 empty] | Kotli Sattian | 103702 | Patriata |  |  |  |  | Kotli Sattian
27 | IESCO | GSO Circle | SS&TL ISD | AE(T) No.II | 132KV University (E3Q1) - Taramri (TRC-1) T/Line |  |  |  | 19-01-2027 | 9:00 | 16:00 | anuual Maintenance | No. area will be affected. As 132KV GSS Taramri Will be fed from Bahria Enclve Side through (TRC-2-BEN-2) circuit.
28 | IESCO | GSO Circle | SS&TL ISD | AE(T) No.I | 132KV University (E10Q1)-F-6 (TSD-2) T/Line |  |  |  | 20-01-2027 | 09:00 | 16:00 | Annual Maintenance | No area will be affect as 132KV GSS will be fed from F-11 side through (TSD-1-ISF-2) Circuit.
29 | IESCO | GSO Circle | SS&TL ISD | AE(T) No.II | 132KV New Rawat (E10Q1)-Old Rawat (RWT-1) T/Line |  |  |  | 21-01-2027 | 9:00 | 16:00 | anuual Maintenance | No. area will be affected. As 132KV GSS Old Rawat Fed from 132KV GSS Kallar side through (RWT-4-KRS-2) circuit.
30 | IESCO | GSO Circle | SS&TL ISD | AE(T) No.II | 132KV Gublberg(GUB-2) - Nilore (AEC-5) T/Line |  |  |  | 23-01-2027 | 9:00 | 16:00 | anuual Maintenance | No. area will be affected. As 132KV GSS Gulberg will be fed from NPF side through (GUB-1-NPF-1) Circuit. & Nilore will be fed from KRL side through (AEC-1-KHT-1) circuit.
31 | IESCO | GSO Circle | SS&TL ISD | AE(T) NO.I | 132KV E-8 (ISE-2)-G-9(IDG-1) T/Line |  |  |  | 25-01-2027 | 09:00 | 16:00 | Annual Maintenance | No area will be affect as 132KV GSS E-8 will be fed from G-5 side through (ISE-1-ISG-2) Circuit. & G-9 will be fed from D-12 side through (IDG-1-ISL-1) Circuit.
32 | IESCO | GSO Circle | SS&TL ISD | AE(T) No.II | 132KV Kallar (KRS-2)-Old Rawat ( RWT-4) T/Line |  |  |  | 26-01-2027 | 9:00 | 16:00 | anuual Maintenance | No. area will be affected. As 132KV GSS kallr will be fed from Power House Mangal Side through (KRS-1- -E1Q2 -E1Q3) circuit.
33 | IESCO | GSO Circle | SS&TL ISD | AE(T) No.I | 132KV kahuta City (KHC-2) Plandri (PLD-3) T/Line |  |  |  | 27-01-2027 | 09:00 | 16:00 | Annual Maintenance | No area will be affect as 132KV GSS kahuta city will be fed from KRL Side through (KHC-1-KHT-3) Circuit, & Plandri will be fed from Tararkhal side through (PLD-4-TRR-6) circuit.
ANNUAL MAINTENACE SCHEDULE OF TRANSMISSION LINES FOR THE MONTH OF 01-2027 UNDER SS&TL DIVISION IESCO RAWALPINDI
1 | IESCO | GSO Circle IESCO Islamabad | SS&TL Division IESCO Rawalpindi | A.E (T) Sub Division IESCO Rawalpindi | 132 KV T/Line New Rawat - DHA/4 Ckt (E1Q2 - DHR-1) |  |  |  | 02-01-2027 | 09:00 hrs | 16:00 hrs | Annual maintenance of Transmission Line & protection testing of C/Bs | No area will be affected
2 | IESCO | GSO Circle IESCO Islamabad | SS&TL Division IESCO Rawalpindi | A.E (T) Sub Division IESCO Rawalpindi | 132 KV T/Line New Rawat - Chakri Ckt (E2Q2 - CKR-1) |  |  |  | 03-01-2027 | 09:00 hrs | 16:00 hrs | Annual maintenance of Transmission Line & protection testing of C/Bs | No area will be affected
3 | IESCO | GSO Circle IESCO Islamabad | SS&TL Division IESCO Rawalpindi | A.E (T) Sub Division IESCO New Wah | 132 KV T/Line Burhan - Kamra Ckt (E7Q1 - PKR-1) |  |  |  | 03-01-2027 | 09:00 hrs | 16:00 hrs | Annual maintenance of Transmission Line & protection testing of C/Bs | No area will be affetced
4 | IESCO | GSO Circle IESCO Islamabad | SS&TL Division IESCO Rawalpindi | A.E (T) Sub Division IESCO Rawalpindi | 132 KV T/Line AGL - Bahria Town Ckt (E5Q1 - BTN-2) |  |  |  | 04-01-2027 | 09:00 hrs | 16:00 hrs | Annual maintenance of Transmission Line & protection testing of C/Bs | No area will be affected
5 | IESCO | GSO Circle IESCO Islamabad | SS&TL Division IESCO Rawalpindi | A.E (T) Sub Division IESCO New Wah | 132 KV T/Line Burhan - New Wah Ckt-3 (E6Q1 - WAH-16) |  |  |  | 05-01-2027 | 09:00 hrs | 16:00 hrs | Annual maintenance of Transmission Line & protection testing of C/Bs | No area will be affetced
6 | IESCO | GSO Circle IESCO Islamabad | SS&TL Division IESCO Rawalpindi | A.E (T) Sub Division IESCO Rawalpindi | 132 KV T/Line Sangjani - Fateh Jang Ckt (E17Q1 - FTJ-8) |  |  |  | 06-01-2027 | 09:00 hrs | 16:00 hrs | Annual maintenance of Transmission Line & protection testing of C/Bs | No area will be affected
7 | IESCO | GSO Circle IESCO Islamabad | SS&TL Division IESCO Rawalpindi | A.E (T) Sub Division IESCO New Wah | 132 KV T/Line Burhan - New Wah Ckt-4 (E11Q1 - WAH-17) |  |  |  | 07-01-2027 | 09:00 hrs | 16:00 hrs | Annual maintenance of Transmission Line & protection testing of C/Bs | No area will be affetced
8 | IESCO | GSO Circle IESCO Islamabad | SS&TL Division IESCO Rawalpindi | A.E (T) Sub Division IESCO Rawalpindi | 132 KV T/Line New Rawat - DHA Emaar Ckt (E16Q1 - DHE-1) |  |  |  | 09-01-2027 | 09:00 hrs | 16:00 hrs | Annual maintenance of Transmission Line & protection testing of C/Bs | No area will be affected
9 | IESCO | GSO Circle IESCO Islamabad | SS&TL Division IESCO Rawalpindi | A.E (T) Sub Division IESCO Rawalpindi | 132 KV T/Line New Rawat - Al-Ghurair giga Ckt (E17Q1 - DHE-1) |  |  |  | 11-01-2027 | 09:00 hrs | 16:00 hrs | Annual maintenance of Transmission Line & protection testing of C/Bs | No area will be affected
10 | IESCO | GSO Circle IESCO Islamabad | SS&TL Division IESCO Rawalpindi | A.E (T) Sub Division IESCO Rawalpindi | 132 KV T/Line New Rawat - Bahria Town Ckt (E18Q1 - BTN-1) |  |  |  | 13-01-2027 | 09:00 hrs | 16:00 hrs | Annual maintenance of Transmission Line & protection testing of C/Bs | No area will be affected
11 | IESCO | GSO Circle IESCO Islamabad | SS&TL Division IESCO Rawalpindi | A.E (T) Sub Division IESCO Margalla/ Rawalpindi | 132 KV T/Line BBIA - Fateh Jang (BBIA-1 - FTJ-5) |  |  |  | 14-01-2027 | 09:00 hrs | 16;00 hrs | Annual maintenance of Transmission Line & protection testing of C/Bs | No area will be affetced
12 | IESCO | GSO Circle IESCO Islamabad | SS&TL Division IESCO Rawalpindi | A.E (T) Sub Division IESCO Rawalpindi | 132 KV T/Line Adyala - DHA/4 Ckt (ADL-1 - DHR-2) |  |  |  | 16-01-2027 | 09:00 hrs | 16:00 hrs | Annual maintenance of Transmission Line & protection testing of C/Bs | No area will be affected
13 | IESCO | GSO Circle IESCO Islamabad | SS&TL Division IESCO Rawalpindi | A.E (T) Sub Division IESCO Rawalpindi | 132 KV T/Line Bakramandi - ARL Ckt (BKM-3 - ISO Bay) |  |  |  | 17-01-2027 | 09:00 hrs | 16:00 hrs | Annual maintenance, protection testing of transmission lines & Circuit Breakers | During this Shutdown 132 KV GSS ARL (Consumer Grid) will be affacted.
14 | IESCO | GSO Circle IESCO Islamabad | SS&TL Division IESCO Rawalpindi | A.E (T) Sub Division IESCO Margalla/ Rawalpindi | 132 KV T/Line S/Jani - F/Jang (E17Q1 - FTJ-8 ) |  |  |  | 19-01-2027 | 09:00 hrs | 16:00 hrs | Annual maintenance, protection testing of transmission lines & Circuit Breakers | No area will be effected
15 | IESCO | GSO Circle IESCO Islamabad | SS&TL Division IESCO Rawalpindi | A.E (T) Sub Division IESCO New Wah | 132 KV T/Line Faqirabad to Burhan Ckt (FQB-1 - E8Q1) |  |  |  | 20-01-2027 | 09:00 hrs | 16:00 hrs | Annual maintenance, protection testing of transmission lines & Circuit Breakers | No area will be effected
16 | IESCO | GSO Circle IESCO Islamabad | SS&TL Division IESCO Rawalpindi | A.E (T) Sub Division IESCO New Wah | 132 KV T/Line Margalla to Burhan Ckt (MRG-2 - E12Q1) |  |  |  | 23-01-2027 | 09:00 hrs | 16:00 hrs | Annual maintenance, protection testing of transmission lines & Circuit Breakers | No area will be effected
17 | IESCO | GSO Circle IESCO Islamabad | SS&TL Division IESCO Rawalpindi | A.E (T) Sub Division IESCO Rawalpindi | 132 KV T/Line Sowan to DHA Emaar Ckt (SAN-2 - DHE-2) |  |  |  | 24-01-2027 | 09:00 hrs | 16:00 hrs | Annual maintenance, protection testing of transmission lines & Circuit Breakers | No area will be effected
18 | IESCO | GSO Circle IESCO Islamabad | SS&TL Division IESCO Rawalpindi | A.E (T) Sub Division IESCO New Wah | 132 KV T/Line New Wah CKT-1 to Burhan Ckt (WAH-1 - E2Q1) |  |  |  | 25-01-2027 | 09:00 hrs | 16:00 hrs | Annual maintenance, protection testing of transmission lines & Circuit Breakers | No area will be effected
19 | IESCO | GSO Circle IESCO Islamabad | SS&TL Division IESCO Rawalpindi | A.E (T) Sub Division IESCO Margalla/ New Wah | 132 KV T/Line Burhan - Fateh Jang (E16Q1 - FTJ-9) |  |  |  | 27-01-2027 | 09:00 hrs | 16:00 hrs | Annual maintenance, protection testing of transmission lines & Circuit Breakers | No area will be effected
20 | IESCO | GSO Circle IESCO Islamabad | SS&TL Division IESCO Rawalpindi | A.E (T) Sub Division IESCO New Wah | 132 KV T/Line Burhan - Kamra Ckt (E7Q1 - PKR-1) |  |  |  | 28-01-2027 | 09:00 hrs | 16:00 hrs | Annual maintenance of Transmission Line & protection testing of C/Bs | No area will be affetced
21 | IESCO | GSO Circle IESCO Islamabad | SS&TL Division IESCO Rawalpindi | A.E (T) Sub Division IESCO Rawalpindi | 132 KV T/Line Cantt to AGL Ckt (RPC-1 - E2Q1) |  |  |  | 30-01-2027 | 09:00 hrs | 16:00 hrs | Annual maintenance, protection testing of transmission lines & Circuit Breakers | No area will be effected
22 | IESCO | GSO Circle IESCO Islamabad | SS&TL Division IESCO Rawalpindi | A.E (T) Sub Division IESCO Rawalpindi | 132 KV T/Line Chaklala to Al-Ghurair Giga Ckt (GRG-2 - CKL-1) |  |  |  | 31-01-2027 | 09:00 hrs | 16:00 hrs | Annual maintenance, protection testing of transmission lines & Circuit Breakers | No area will be effected
ANNUAL MAINTENACE SCHEDULE OF TRANSMISSION LINES FOR THE MONTH OF 01-2027 UNDER SS&TL DIVISION IESCO RAJJAR
1 | IESCO | GSO Circle IESCO Islamabad | SS&TL Division IESCO Rajjar | Chakwal | 132KV RAWAT (E2Q2) - CHAKRI (CKR-1) | - |  |  | 02-01-2027 | 9:00 | 16:00 | Annual Maintenance | No area will be affected Load of the circuit will be shifted on Cwl-6 & Cwl-14 & 132KV GSS Chakri will be fed from Chakwal Side (Cwl-5).
2 |  |  |  | Jhelum | 132 KV New Rawat (E3Q1)- Sohawa (SWA-1) | _ |  |  | 03-01-2027 | 9:00 | 16:00 |  | No area will be affected 132KV GSS Sohawa will be fed from Jhelum side.
3 |  |  |  | Jhelum | 132 KV Rawat (E4Q1)- Gujjar Khan (GKN-4) | _ |  |  | 04-01-2027 | 9:00 | 16:00 |  | No area will be affectedLoad of the circuit will be shifted on 132KV Mangla Side (E2Q2).
4 |  |  |  | Chakwal | 132KV New Chakri Road (CHR-4) - Chakwal (Cwl-6) | _ |  |  | 05-01-2027 | 9:00 | 16:00 |  | No area will be affected Load of CKT will be shifted on Cwl-5 & Cwl-14..
5 |  |  |  | Jhelum | 132 KV New Rawat (E5Q1)- Singohi (SGI-1) | _ |  |  | 06-01-2027 | 9:00 | 16:00 |  | No area will be affected 132KV GSS Sangohi will be fed from Dina side.
6 |  |  |  | Chakwal | 132KV RAWAT (E7Q1) - CHAKWAL (CWL-14) | _ |  |  | 07-01-2027 | 9:00 | 16:00 |  | No area will be affected Load of the circuit will be shifted on 132KV Cwl-5 & Cwl-6.
7 |  |  |  | Chakwal | 66KV MALIKWAL (B-3) - DANDOT (ISO-101) - GHARIBWAL (ISO-101) - PINANWAL (PNL-73) | Gharibwal Cement Factory will be effected. |  |  | 09-01-2027 | 9:00 | 16:00 |  | 66KV GSS Gharibwal Cement Factory will be affected.
8 |  |  |  | Jhelum | 132 KV Rawat (E4Q1)- Gujjar Khan (GKN-4) | _ |  |  | 12-01-2027 | 9:00 | 16:00 |  | No area will be affectedLoad of the circuit will be shifted on 132KV Mangla Side (E2Q2).
9 | IESCO | GSO Circle IESCO Islamabad | SS&TL Rajjar | Chakwal | 132KV RAWAT (E7Q1) - CHAKWAL (CWL-14) | _ |  |  | 12-01-2027 | 9:00 | 16:00 | Annual Maintenance | No area will be affected Load of the circuit will be shifted on 132KV Cwl-5 & Cwl-6.
10 |  |  |  | Jhelum | 132 KV New Rawat (E5Q1)- Singohi (SGI-1) | _ |  |  | 14-01-2027 | 9:00 | 16:00 |  | No area will be affected 132KV GSS Sangohi will be fed from Dina side.
11 |  |  |  | Jhelum | 132kv D/C Mangla (-E2Q1-E1Q3) Dadyal (DDL-1) CKT-1 | _ |  |  | 16-01-2027 | 9:00 | 16:00 |  | No area will be effected
12 |  |  |  | Chakwal | 132KV TAMMAN (TMN-1)-Lakarmar (LKR-1) |  |  |  | 16-01-2027 | 9:00 | 16:00 |  | No area will be affected as 132KV GSS Tamman will be fed from Talagang side.
13 |  |  |  | Mangla | 132 KV Mirpur (MPR-2)- C/Sawari ( CKS-2)-T Off Islamgarh | The following 11 KV O/G Feeder of GSS Islam Garh will be affected. |  |  | 19-01-2027 | 9:00 | 14:00 |  | GSS Islamgarh will be affected
[6 empty] | ISLAM GARH | 106201 | [5 empty] | Bulk Supply of AJK
[6 empty] | POONA | 106202 | [5 empty] | Bulk Supply of AJK
[6 empty] | KAKRHA | 106203 | [5 empty] | Bulk Supply of AJK
[6 empty] | POONA-2 | 106204 | [5 empty] | Bulk Supply of AJK
[6 empty] | KALYAL BANSI AJK | 106205 | [5 empty] | Bulk Supply of AJK
14 |  |  |  | Chakwal | 132KV Chakri (CKR-2) - Chakwal (CWL-5) | _ |  |  | 19-01-2027 | 9:00 | 16:00 |  | No area will be affected Load of the circuit will be shifted on 132KV Cwl-6 & Cwl-14
15 |  |  |  | Mangla | 132 KV Gulpur (E1Q1) - Kotli (KLI-1) -T-Off Khoi Ratta (ISO-1). | Following 11kv Feeders of 132kv Khoi Ratta will be affected. |  |  | 21-01-2027 | 9:00 | 14:00 |  | GSS Kohi Ratta & Fatehpur will be affected.
[6 empty] | Brot Gala | 92806 | [5 empty] | Bulk supply
[6 empty] | Darbar Mai Toti | 92807 | [5 empty] | Bulk supply
[6 empty] | Khoi Ratta City | 92807 | [5 empty] | Bulk supply
[6 empty] | Cherohi Express | 92805 | [5 empty] | Bulk supply
[6 empty] | Dana Behal | 92802 | [5 empty] | Bulk supply
[6 empty] | Charoi Dongi | 92803 | [5 empty] | Bulk supply
[6 empty] | Seri | 92804 | [5 empty] | Bulk supply
[6 empty] | Following 11kv Feeders of 33kv Fatehpur will be affected. | [6 empty] | GSS Kohi Ratta & Fatehpur will be affected.
[6 empty] | City | 103301 | [5 empty] | Bulk supply
[6 empty] | Kraila | 103302 | [5 empty] | Bulk supply
[6 empty] | Jandrot Dabsi | 103305 | [5 empty] | Bulk supply
[6 empty] | Datot | 103306 | [5 empty] | Bulk supply
[6 empty] | Mujhan | 103303 | [5 empty] | Bulk supply
16 |  |  |  | Chakwal | 132KV Chakwal (Cwl-11) - D.G. Khan Cement Factory (ISO-101) | 132 KV GSS D.G Cement Factory |  |  | 21-01-2027 | 900 | 1600 |  | D.G. Khan Cement factory GSS will be affected.
17 |  |  |  | Mangla | 132KV D/C Mangla (-E1Q1-E1Q3) Dadyal(DDL-2) CKT-2 | _ |  |  | 23-01-2027 | 8:30 | 14:30 |  | No area will be affected 132KV GSS Dadyal will be fed from Mangla side CKT-1.
18 |  |  |  | Jhelum | 132 KV Mangla Power House (E1Q1 ,E1Q3) - R.B Mangla (RBM-1) | _ |  |  | 26-01-2027 | 9:00 | 13:00 |  | No area will be affected as 132KV GSS R.B.Mangla will be fed from Dina side.
19 |  |  |  | Chakwal | 132KV Chakwal (CWL-7) - Bhagwal (NLA-1)-Talagang (TLG-1) | Following 11 KV O/G Feeders of 132 KV GSS Bhagwal will be affected. |  |  | 26-01-2027 | 9:00 | 14:00 |  | 132KV GSS , Bhagwal, will be affected. GSS Talagang, Tamman and D.S Bilawal will be fed from Lakarmar side.
[6 empty] | NEELA | 64301 | [5 empty] | NEELA
[6 empty] | HASSAL | 64302 | [5 empty] | HASSAL
[6 empty] | BALKASSAR | 64303 | [5 empty] | BALKASSAR
[6 empty] | KOT CHAUDHRIAN | 64304 | [5 empty] | KOT CHAUDHRIAN
[6 empty] | PIPLI | 64305 | [5 empty] | PIPLI
[6 empty] | DULLAHA | 64306 | [5 empty] | DULLAHA
[6 empty] | KARSAL | 64307 | [5 empty] | KARSAL
20 |  |  |  | Mangla | 132 KV L.B Mangla (LBM-1) - Mangla Power House (E1Q2, E1Q3) | _ |  |  | 27-01-2027 | 9:00 | 13:00 |  | No area will be affected as GSS L.B Mangla will be feed from Rajjar side.
21 |  |  |  | Chakwal | 132KV TAMMAN (TMN-2) D.S.Bilawal (DSB-3) - | _ |  |  | 28-01-2027 | 9:00 | 16:00 |  | No Area will be affected GSS Tamman will be feed from Lakarmar side and D.S.Bilawal will be feed from Talagang side
22 |  |  |  | Mangla | 132 KV Mirpur (MPR-1)- Chatterpari (CTP-1) | _ |  |  | 30-01-2027 | 9:00 | 15:00 |  | No area will be affected as132KV GSS Chatterpari will be feed from Mangla Power House side.
ANNUAL MAINTENACE SCHEDULE OF TRANSMISSION LINES FOR THE MONTH OF 02-2027 UNDER SS&TL DIVISION IESCO RAWALPINDI
1 | IESCO | GSO Circle IESCO Islamabad | SS&TL Division IESCO Rawalpindi | A.E (T) Sub Division IESCO Rawalpindi | 132 KV T/Line Bakramandi - ARL Ckt (BKM-3 - ISO Bay) |  |  |  | 02-02-2027 | 09:00 hrs | 16:00 hrs | Annual maintenance, protection testing of transmission lines & Circuit Breakers | During this Shutdown 132 KV GSS ARL (Consumer Grid) will be affacted.
2 | IESCO | GSO Circle IESCO Islamabad | SS&TL Division IESCO Rawalpindi | A.E (T) Sub Division IESCO Rawalpindi | 132 KV T/Line Cantt to AGL Ckt (RPC-1 - E2Q1) |  |  |  | 03-02-2027 | 09:00 hrs | 16:00 hrs | Annual maintenance, protection testing of transmission lines & Circuit Breakers | No area will be effected
ANNUAL MAINTENACE SCHEDULE OF TRANSMISSION LINES FOR THE MONTH OF 02-2027 UNDER SS&TL DIVISION IESCO RAJJAR
1 | IESCO | GSO ISLAMABD | SS&TL RAJJAR | Jhelum | 132 KV S/C L.B Mangla (LBM-2) - Rajjar (RJR-1) | _ |  |  | 02-02-2027 | 9:00 | 16:00 | Annual Maintenance | No area will be affected 132KV GSS Rajjar will be fed from Kharian side.
2 |  |  |  | Chakwal | 132kv Chakwal (Cwl-8) - C.S. Shah (CSS-2) CKT-1 | _ |  |  | 02-02-2027 | 9:00 | 15:00 |  | No area will be affected as the load of CWl-8 will be shifted on CWL-9.
3 |  |  |  | Jhelum | 132 KV Mangla (E2Q2 ,E2Q3) Gujjar Khan (GKN-1) | _ |  |  | 04-02-2027 | 9:00 | 16:00 |  | No area will be affected as 132 KV GSS Gujjar Khan will be fed from Rawat side.
4 |  |  |  | Chakwal | 132KV New Chakri Road (CHR-4) - Chakwal (Cwl-6) | _ |  |  | 04-02-2027 | 9:00 | 16:00 |  | No area will be affected Load of CKT will be shifted on Cwl-5 & Cwl-14..
5 |  |  |  | Mangla | 132kv D/C Dadyal (DDL-4) - Gulpur (E4Q1). | _ |  |  | 08-02-2027 | 8:30 | 16:00 |  | No area will be affected Gulpur will be fed from Kotli side.
6 |  |  |  | Chakwal | 132 KV C.S.Shah (CSS-1) - Dil Jabba (Khanpur) (DJK-2). | _ |  |  | 08-02-2027 | 9:00 | 16:00 |  | No area will be affected as 132 KV GSS Dil Jabba will be fed from Chakwal side and GSS C.S.Shah will be fed from Dandot or Chakwal (CWL-8) side.
Addl. Chief Engineer
GSO Circle IESCO Islamabad